## 2017 Contents
Charts Contents
Chapter | Chapter Section | Figure Title | Figure Number | Version Control | Date Uploaded | Changes
|  |  |  | FES v2 | 2017-07-13 | None (original copy)
| Commodity Prices | Price Summary | CP1 | FES v2.1 | 2017-07-17 | Tab TD 5 added
|  | Wholesale Gas price (NBP) | CP2 |  |  | PD7 - X-axis changed form 10yr intervals to 5yr intervals
|  | Wholesale Coal Price (ARA) | CP3 |  |  | ES12 updated unit from TWh to MW
|  | Wholesale BL Electricity Price | CP4 | FES v2.2 | 2017-07-26 | Correction to generation output 2041-2050 for ES9 and Figure 4.4
|  | UK Carbon Price (EU ETS + CPS) | CP5 |  |  | Publication of additional categories in ES12
3 | 3.1 Energy Demand | Gas & Electricity annual demand and sector variation for today; excluding losses | 3.1
|  | Gas & Electricity annual demand and sector variation for today; excluding losses | 3.1
|  | Gas & Electricity annual demand and sector variation for today; excluding losses | 3.1
|  | Gas & Electricity annual demand and sector variation for today; excluding losses | 3.1
|  | Electricity peak demand | 3.2
|  | Annual Gas Demand (Including Interconnector Exports) | GD1
|  | Annual Gas Demand (Excluding Interconnector Exports) | GD2
|  | Two Degrees Components of Annual Gas Demand | GD3
|  | Slow Progression Components of Annual Gas Demand | GD4
|  | Steady State Components of Annual Gas Demand | GD5
|  | Consumer Power Components of Annual Gas Demand | GD6
|  | 1-in-20 Peak Gas Demand | GD7
|  | NTS Gas Demand Ireland | GD8
| 3.2 Industrial and Commercial Demand | Annual Industrial Electricity Demand | 3.4
|  | Annual Commercial Electricity Demand | 3.6
|  | Industrial and Commercial DSR | 3.7
|  | Pure Industrial and Commercial DSR | PD1
|  | Annual Industrial Gas Demand | GD9
|  | Annual Commercial Gas Demand | GD10
|  | Industrial & Commercial Gas Demand | GD11
| 3.3 Residential Demand | Annual Residential Gas Demand | 3.8
|  | Annual Residential Electricity Demand excluding EV | 3.1
|  | Smart Meter Rollout | 3.11
|  | Smart appliance and TOUT effects on residential peak demand | 3.12
|  | Smart appliance and TOUT effects on residential peak demand: GW and % | PD2
|  | Annual Electricity Demand | PD3
|  | Annual Electricity Demand Components | PD4
|  | Electricity Peak Components | PD5
|  | Heat Pump Peak Demands | PD6
|  | Residential Airconditioning Units | PD7
|  | Electricity: Residential Cold Appliances | PD8
|  | Electricity: Residential Computing | PD9
|  | Electricity: Residential Consumer Electronics | PD10
|  | Electricity: Residential Cooking | PD11
|  | Electricity: Residential Light | PD12
|  | Electricity: Residential Power Supply Units | PD13
|  | Electricity: Residential Wet Appliances | PD14
|  | Two Degrees Number of Low Carbon Heating Installations | HT1
|  | Slow Progreesion Number of Low Carbon Heating Technologies | HT2
|  | Steady State Number of Low Carbon Heating Technologies | HT3
|  | Consumer Power Number of Low Carbon Heating Technologies | HT4
|  | Residential Home Efficiency Improvements | HT5
|  | District Heating Connections | HT6
|  | Distribution of Residential Heating Technologies | HT7
| 3.4 Transport Demand | Number of Evs on the road | 3.13
|  | EV Annual Demand | 3.14
|  | EV Peak Demand | 3.15
|  | Number of HGV's powered by Natural Gas | 3.16
|  | Number of EV's | TD1
|  | Number of PEV's and PHEVs | TD2
|  | Percentage of HGV's that are powered by natural gas | TD3
|  | Gas Demand Natural Gas Vehicles | TD4
|  | Gas demand for hydrogen conversion for HGVs | TD5
4 | 4.1 Electricity Supply | Generation capacity by type and proportion | 4.2
|  | Generation output - Two Degrees | 4.3
|  | Generation output - Steady State | 4.4
|  | Nuclear installed capacity | 4.5
|  | System operability in 2016 | 4.6
|  | System operability in 2024 | 4.6
|  | Storage capacity by scenario | 4.7
|  | Total interconnector capacity | 4.8
|  | Interconnector peak flows | 4.1
|  | Tx connected gas capacity | 4.11
|  | Generation Output | ES1
|  | Installed Capacity | ES2
|  | Total generation capacity | ES3
|  | Installed Capacity Two Degrees | ES4
|  | Generation output by technology - Two Degrees | ES5
|  | Installed Capacity -Slow Progression | ES6
|  | Generation output by technology - Slow Progression | ES7
|  | Installed Capacity - Steady State | ES8
|  | Generation output by technology - Steady State | ES9
|  | Installed Capacity - Consumer Power | ES10
|  | Generation output by technology - Consumer Power | ES11
|  | Distributed and micro (sub 1MW) capacity | ES12
|  | Net movement by fuel type per year | ES13
|  | Solar installed capacity | ES14
|  | Wind installed capacity | ES15
|  | Gas installed capacity vs. Generation output | ES16
|  | Annual Interconnector Flows | ES17
|  | Storage capacity by scenario | ES18
|  | Storage - New Installed Capacity | ES19
|  | Lithium-ion battery prices | ES20
| 4.4 Gas Supply | Annual supply pattern in Two Degrees | 4.15
|  | Annual supply pattern in Consumer Power | 4.16
|  | Peak supply margin under N-1 conditions | 4.18
|  | Peak supply margin under N-1 conditions with storage closures | 4.19
|  | Annual supply pattern in Slow Progression | GS1
|  | Annual supply pattern in Steady State | GS2
|  | Peak supply in Two Degrees | GS3
|  | Peak supply in Slow Progression | GS4
|  | Peak supply in Steady State | GS5
|  | Peak supply in Consumer Power | GS6
|  | Peak Summary 2040 | GS7
5 | 5.1 Sensitivties Introduction | Comparison chart to show gas demand vs electricity demand | 5.2
|  | Comparison chart to show storage capacity vs decentralised generation | 5.3
|  | Number and peak demand of EVs | 5.4
| 5.2 Decarbonised Gas | Gas demand compared to scenarios | 5.6
| 5.3 High electric vehicles | Electric vehicle update | 5.7
|  | High Evs sensitivity: electricity generation sources | 5.8
|  | Additional peak demans required by Evs | 5.9
| 5.4 Consumer Renewables | Generation capacity | 5.1
|  | Consumer Renewables sensitivity: Annual electricity demand | CR1
|  | Consumer Renewables sensitivity: Annual gas demand | CR2
| 5.5 High electrification | Electricity demand in sensitivity and scenarios | 5.11
|  | Gas demand in sensitvity and scenarios | 5.12

## CP1
Consumer Power | Price Used | Two Degrees | Price Used
Gas (NBP) | Low | Gas (NBP) | Medium
Electricity (Baseload) | Medium | Electricity (Baseload) | Low
Coal (ARA) | Low | Coal (ARA) | Low
Oil (Brent) | Medium | Oil (Brent) | Medium
UK Carbon (EU ETS + CPS) | Medium | UK Carbon (EU ETS + CPS) | High
Steady state | Price Used | Slow Progression | Price Used
Gas (NBP) | Medium | Gas (NBP) | High
Electricity (Baseload) | High | Electricity (Baseload) | Medium
Coal (ARA) | Low | Coal (ARA) | Low
Oil (Brent) | Medium | Oil (Brent) | Medium
UK Carbon (EU ETS + CPS) | Low | UK Carbon (EU ETS + CPS) | High

## CP2
Wholesale gas price (NBP)
Pence/therm
| Year | 2010 | 2011 | 2012 | 2013 | 2014 | 2015 | 2016 | 2017 | 2018 | 2019 | 2020 | 2021 | 2022 | 2023 | 2024 | 2025 | 2026 | 2027 | 2028 | 2029 | 2030 | 2031 | 2032 | 2033 | 2034 | 2035 | 2036 | 2037 | 2038 | 2039 | 2040 | 2041 | 2042 | 2043 | 2044 | 2045 | 2046 | 2047 | 2048 | 2049 | 2050
| High Case | [7 empty] | 41.39 | 43.26 | 45.06 | 47.11 | 49.19 | 51.97 | 54.94 | 57.31 | 58.99 | 60.05 | 61.36 | 62.89 | 64.04 | 64.82 | 65.29 | 66.19 | 67.42 | 68.19 | 68.65 | 69.65 | 70.6 | 71.5 | 72.35 | 73.1 | 73.75 | 74.4 | 75 | 75.6 | 76.15 | 76.7 | 77.2 | 77.7 | 78.2 | 78.7 | 2218.72
| Base Case | [7 empty] | 38.4 | 40.33 | 40.21 | 40.83 | 40.99 | 42.64 | 44.48 | 46.08 | 47.52 | 48.67 | 49.58 | 50.25 | 50.83 | 51.3 | 51.77 | 52.25 | 52.93 | 53.59 | 54.33 | 55 | 55.71 | 56.26 | 56.89 | 57.34 | 57.79 | 58.24 | 58.69 | 59.14 | 59.59 | 60.04 | 60.49 | 60.94 | 61.39 | 61.84 | 1776.33
| Low Case | [7 empty] | 31.67 | 32.45 | 32.6 | 33.05 | 33.39 | 33.88 | 34.23 | 34.78 | 35.65 | 36.61 | 37.11 | 38.07 | 38.53 | 38.84 | 38.99 | 39.39 | 39.9 | 41.05 | 41.38 | 42.15 | 42.47 | 42.8 | 43.13 | 43.47 | 43.76 | 44.06 | 44.37 | 44.68 | 44.91 | 45.14 | 45.42 | 45.77 | 45.87 | 46.23 | 1355.8
| History | Pence/therm 2010: 44.7226; Pence/therm 2011: 58.3212; Pence/therm 2012: 60.7291; Pence/therm 2013: 68.4647; Pence/therm 2014: 50.2; Pence/therm 2015: 42.66; Pence/therm 2016: 34.6

## CP3
Wholesale Coal Price (ARA)
$/Tonne
| Year | 2010 | 2011 | 2012 | 2013 | 2014 | 2015 | 2016 | 2017 | 2018 | 2019 | 2020 | 2021 | 2022 | 2023 | 2024 | 2025 | 2026 | 2027 | 2028 | 2029 | 2030 | 2031 | 2032 | 2033 | 2034 | 2035 | 2036 | 2037 | 2038 | 2039 | 2040 | 2041 | 2042 | 2043 | 2044 | 2045 | 2046 | 2047 | 2048 | 2049 | 2050
| High Case | [7 empty] | 61.8 | 63.7 | 66.1 | 69.7 | 71.7 | 76.5 | 81.1 | 84.9 | 88.1 | 90.4 | 92.2 | 93.6 | 95.1 | 96.3 | 97 | 97.6 | 98.4 | 99.2 | 99.7 | 100.2 | 100.7 | 101.2 | 101.7 | 102.2 | 102.73 | 103.23 | 103.73 | 104.23 | 104.73 | 105.23 | 105.73 | 106.23 | 106.73 | 107.23 | 3178.9
| Base Case | [7 empty] | 58.7 | 57.9 | 56.9 | 57.4 | 58.8 | 61.2 | 63.5 | 65.4 | 66.7 | 67.4 | 67.8 | 68.3 | 69.2 | 69.8 | 70.2 | 70.3 | 70.5 | 70.8 | 71.2 | 71.6 | 72 | 72.4 | 72.8 | 73.3 | 73.83 | 74.16 | 74.49 | 74.82 | 75.16 | 75.58 | 75.98 | 76.35 | 76.7 | 77.04 | 2358.21
| Low Case | [7 empty] | 53 | 50.8 | 51.2 | 51.5 | 51.8 | 51.7 | 51.4 | 50.8 | 50 | 49.1 | 48.4 | 48.2 | 48.3 | 48.4 | 48.3 | 48.3 | 48.2 | 48.2 | 48.4 | 48.6 | 48.8 | 48.9 | 49.1 | 49.2 | 49.34 | 49.44 | 49.51 | 49.56 | 49.59 | 49.59 | 49.59 | 49.59 | 49.59 | 49.59 | 1685.99
| History | $/Tonne 2010: 97.7; $/Tonne 2011: 125.96; $/Tonne 2012: 95.88; $/Tonne 2013: 80.61; $/Tonne 2014: 75.5; $/Tonne 2015: 56.75; $/Tonne 2016: 59.41

## CP4
GB base load electricity prices
£/MWh
| Year | 2010 | 2011 | 2012 | 2013 | 2014 | 2015 | 2016 | 2017 | 2018 | 2019 | 2020 | 2021 | 2022 | 2023 | 2024 | 2025 | 2026 | 2027 | 2028 | 2029 | 2030 | 2031 | 2032 | 2033 | 2034 | 2035 | 2036 | 2037 | 2038 | 2039 | 2040 | 2041 | 2042 | 2043 | 2044 | 2045 | 2046 | 2047 | 2048 | 2049 | 2050
| High Case | [7 empty] | 46.14 | 47.72 | 48.91 | 50.49 | 52.15 | 53.93 | 55.75 | 57.6 | 59.26 | 60.66 | 61.82 | 62.89 | 63.89 | 64.73 | 65.49 | 66.18 | 66.92 | 67.62 | 68.26 | 68.83 | 69.39 | 69.92 | 70.42 | 71.17 | 71.92 | 72.67 | 73.42 | 74.17 | 74.92 | 75.67 | 76.42 | 77.17 | 77.92 | 78.67 | 2223.09
| Base Case | [7 empty] | 41.29 | 41.53 | 40.8 | 40.85 | 41.31 | 42.19 | 44.02 | 46.21 | 48.53 | 50 | 51.32 | 52.35 | 53.3 | 54.01 | 54.52 | 55.02 | 55.45 | 55.96 | 56.47 | 56.97 | 57.47 | 57.97 | 58.47 | 58.97 | 59.47 | 59.97 | 60.47 | 60.97 | 61.47 | 61.97 | 62.47 | 62.97 | 63.47 | 63.97 | 1832.18
| Low Case | [7 empty] | 35.65 | 33.72 | 33.27 | 33.33 | 33.62 | 34.19 | 34.82 | 35.69 | 36.47 | 37.06 | 37.3 | 37.51 | 37.72 | 37.93 | 38.16 | 38.46 | 38.87 | 39.29 | 39.64 | 39.95 | 40.25 | 40.51 | 40.77 | 41.04 | 41.29 | 41.54 | 41.79 | 42.04 | 42.29 | 42.54 | 42.79 | 43.04 | 43.29 | 43.54 | 1319.37
| History | £/MWh 2010: 44.48; £/MWh 2011: 50.09; £/MWh 2012: 46.13; £/MWh 2013: 50.58; £/MWh 2014: 42.6; £/MWh 2015: 40.76; £/MWh 2016: 41.41

## CP5
UK Carbon Prices
£/tonne CO2
| Year | 2010 | 2011 | 2012 | 2013 | 2014 | 2015 | 2016 | 2017 | 2018 | 2019 | 2020 | 2021 | 2022 | 2023 | 2024 | 2025 | 2026 | 2027 | 2028 | 2029 | 2030 | 2031 | 2032 | 2033 | 2034 | 2035 | 2036 | 2037 | 2038 | 2039 | 2040 | 2041 | 2042 | 2043 | 2044 | 2045 | 2046 | 2047 | 2048 | 2049 | 2050
| High Case | [7 empty] | 23.09 | 23.49 | 24.57 | 26.23 | 29.53 | 31.92 | 35.54 | 39.54 | 43.93 | 47.22 | 50.41 | 53.41 | 55.69 | 57.77 | 59.17 | 60.54 | 61.87 | 62.81 | 64.06 | 65.28 | 66.47 | 67.63 | 68.39 | 69.46 | 70.5 | 71.51 | 72.47 | 73 | 73.49 | 73.94 | 74.36 | 74.76 | 75.13 | 75.48 | 1922.66
| Base Case | [7 empty] | 22.24 | 22.05 | 21.79 | 21.88 | 22.17 | 22.69 | 23.37 | 24.9 | 27.1 | 29.5 | 31.58 | 33.47 | 35.04 | 36.11 | 37.31 | 38.51 | 39.69 | 40.85 | 41.97 | 43.07 | 44.14 | 45.17 | 46.17 | 47.11 | 48.01 | 48.88 | 49.7 | 50.47 | 51.17 | 51.82 | 52.42 | 52.97 | 53.47 | 53.97 | 1310.76
| Low Case | [7 empty] | 22.69 | 20.79 | 18.82 | 17.43 | 16.63 | 16.87 | 18.34 | 20.19 | 21.83 | 22.77 | 25.41 | 27.86 | 29.99 | 31.52 | 32.37 | 33.19 | 33.97 | 34.71 | 35.41 | 36.08 | 36.72 | 37.33 | 37.89 | 38.41 | 38.9 | 39.36 | 39.77 | 40.15 | 40.49 | 40.79 | 41.06 | 41.31 | 41.53 | 41.73 | 1072.31
| History | £/tonne CO2 2010: 12.27; £/tonne CO2 2011: 11.29; £/tonne CO2 2012: 5.9; £/tonne CO2 2013: 15.76; £/tonne CO2 2014: 13; £/tonne CO2 2015: 21.52; £/tonne CO2 2016: 22.38

## 3. DEMAND
3. DEMAND

## Energy Demand
Energy Demand

## 3.1 Two Degrees
Two Degrees: Gas & Electricity annual demand and sector variation for today; excluding losses
TWh/year
|  | 2015-01-01 | 2016-01-01 | 2017-01-01 | 2018-01-01 | 2019-01-01 | 2020-01-01 | 2021-01-01 | 2022-01-01 | 2023-01-01 | 2024-01-01 | 2025-01-01 | 2026-01-01 | 2027-01-01 | 2028-01-01 | 2029-01-01 | 2030-01-01 | 2031-01-01 | 2032-01-01 | 2033-01-01 | 2034-01-01 | 2035-01-01 | 2036-01-01 | 2037-01-01 | 2038-01-01 | 2039-01-01 | 2040-01-01 | 2041-01-01 | 2042-01-01 | 2043-01-01 | 2044-01-01 | 2045-01-01 | 2046-01-01 | 2047-01-01 | 2048-01-01 | 2049-01-01 | 2050-01-01
| Elec: Industrial | 0 | 0 | -0.622 | -1.168 | -1.375 | -1.005 | -0.072 | 0.892 | 1.681 | 2.196 | 2.52 | 2.983 | 3.746 | 4.251 | 4.58 | 4.792 | 4.829 | 4.939 | 4.966 | 5.065 | 5.044 | 5.256 | 5.559 | 5.827 | 6.028 | 6.296 | 6.493 | 6.712 | 6.974 | 7.353 | 7.631 | 7.879 | 8.205 | 8.559 | 8.896 | 9.336
| Elec: Commercial | 0 | 0 | 0.94606 | 1.6865 | 1.5068 | 0.59009 | 0.37668 | 0.40373 | 0.80151 | 1.3051 | 1.7548 | 2.4738 | 3.4717 | 4.3277 | 5.2533 | 5.9308 | 6.2404 | 6.4258 | 6.5122 | 6.6388 | 6.6102 | 6.7317 | 6.9725 | 7.2746 | 7.6477 | 8.1349 | 8.5344 | 9.0397 | 9.8845 | 11.1545 | 12.2717 | 13.0604 | 13.8494 | 14.7206 | 15.5675 | 16.5307
| Elec: Residential | 0 | 0 | -0.42889 | -1.1954 | -2.3376 | -3.5679 | -4.9208 | -5.7218 | -6.7613 | -6.4984 | -5.8894 | -5.1958 | -4.7988 | -4.396 | -3.9906 | -2.2334 | -2.1 | -1.9336 | -3.8428 | -5.7606 | -7.678 | -7.4683 | -7.2841 | -7.1755 | -5.9697 | -4.6859 | -5.5403 | -5.9076 | -2.3693 | 2.5117 | 4.212 | 5.7638 | 5.0593 | 4.0831 | 3.1281 | 2.1939
| Elec: Transport | 0 | 0 | 0.80993 | 1.8065 | 2.9627 | 4.2424 | 5.7912 | 7.4633 | 9.2023 | 10.9628 | 12.7171 | 14.4148 | 16.0511 | 17.6214 | 19.1201 | 20.5433 | 21.9201 | 22.9709 | 23.7037 | 24.1312 | 24.2744 | 24.5419 | 24.9551 | 25.5661 | 26.4199 | 27.5369 | 28.7319 | 29.9571 | 31.1458 | 32.2323 | 33.1707 | 33.8437 | 34.2626 | 34.4555 | 34.4554 | 34.2925
| Gas: Industrial | 0 | 0 | -0.42308 | -6.8486 | -5.1791 | -10.4137 | -11.2167 | -11.9507 | -12.1025 | -11.3034 | -11.5114 | -11.7369 | -11.6095 | -12.2605 | -14.3938 | -15.678 | -15.2827 | -14.5756 | -14.3105 | -12.3119 | -12.2264 | -12.5832 | -13.0428 | -13.6728 | -14.9496 | -16.2236 | -17.1017 | -18.1206 | -19.3383 | -20.7948 | -22.699 | -23.8819 | -25.1684 | -26.6455 | -28.5543 | -30.0568
| Gas: Commercial | 0 | 0 | 2.2983 | 3.8639 | 5.7673 | 5.091 | 6.0266 | 6.6728 | 7.3764 | 8.3942 | 9.0769 | 9.5165 | 9.8355 | 9.6204 | 8.8889 | 8.2786 | 8.3318 | 8.3242 | 8.2747 | 8.8273 | 8.5945 | 8.328 | 8.0721 | 7.7321 | 7.2323 | 6.711 | 6.2916 | 5.8256 | 5.2285 | 4.3538 | 3.407 | 2.8946 | 2.2865 | 1.6667 | 0.89987 | 0.39376
| Gas: Residential | 0 | 0 | -3.6853 | -10.9821 | -17.4092 | -26.1534 | -36.5549 | -45.7258 | -55.6501 | -66.166 | -76.3066 | -85.4035 | -91.7982 | -99.063 | -105.8117 | -112.9075 | -119.659 | -127.8844 | -134.6591 | -143.0184 | -147.4478 | -151.899 | -156.2434 | -168.7827 | -181.0418 | -193.1597 | -209.2243 | -223.8441 | -230.7659 | -238.1955 | -256.5145 | -277.6196 | -287.6169 | -296.8729 | -298.2623 | -298.6318
| Gas: Power Gen | 0 | 0 | -10.1562 | -39.7812 | -57.5124 | -63.1994 | -102.4214 | -135.4147 | -156.5225 | -149.2847 | -144.7369 | -165.1579 | -151.2586 | -165.8327 | -158.6992 | -154.0995 | -176.7058 | -163.3017 | -180.4392 | -180.5595 | -203.0388 | -207.6125 | -206.9434 | -206.7553 | -209.0691 | -209.2408 | -210.8349 | -206.6951 | -212.9078 | -205.5563 | -201.3575 | -209.0956 | -209.5354 | -214.838 | -216.0113 | -215.0164
| Gas: Transport | 0 | 0 | 0.44233 | 1.0905 | 1.9107 | 2.9021 | 4.0648 | 5.3993 | 6.9065 | 8.5873 | 10.4432 | 12.4756 | 15.0843 | 17.5859 | 19.9696 | 22.2228 | 24.3302 | 26.2722 | 28.0228 | 29.5443 | 30.7732 | 31.537 | 32.2604 | 32.8911 | 33.4452 | 33.9363 | 39.2123 | 48.7806 | 65.5758 | 86.6587 | 105.4363 | 117.2572 | 122.6088 | 124.4279 | 124.9989 | 125.2801
| Total Demand | 0 | 0 | -10.8189 | -51.528 | -71.6659 | -91.5139 | -138.9266 | -177.9817 | -205.0687 | -201.8071 | -201.9322 | -225.6304 | -211.2764 | -228.1459 | -225.0835 | -223.1508 | -248.096 | -238.7631 | -261.7723 | -267.4439 | -295.0947 | -303.1684 | -305.6948 | -317.0954 | -330.257 | -340.6949 | -353.4379 | -354.2523 | -346.5727 | -320.2825 | -314.4422 | -329.8984 | -336.0491 | -350.4436 | -354.8822 | -355.678
Total = 1123 TWh
G = 817 TWh
E = 306 TWh

## 3.1 Slow Progression
Slow Progresssion: Gas & Electricity annual demand and sector variation for today; excluding losses
TWh/year
|  | 2015-01-01 | 2016-01-01 | 2017-01-01 | 2018-01-01 | 2019-01-01 | 2020-01-01 | 2021-01-01 | 2022-01-01 | 2023-01-01 | 2024-01-01 | 2025-01-01 | 2026-01-01 | 2027-01-01 | 2028-01-01 | 2029-01-01 | 2030-01-01 | 2031-01-01 | 2032-01-01 | 2033-01-01 | 2034-01-01 | 2035-01-01 | 2036-01-01 | 2037-01-01 | 2038-01-01 | 2039-01-01 | 2040-01-01 | 2041-01-01 | 2042-01-01 | 2043-01-01 | 2044-01-01 | 2045-01-01 | 2046-01-01 | 2047-01-01 | 2048-01-01 | 2049-01-01 | 2050-01-01
| Elec: Industrial | 0 | 0 | -1.28 | -2.393 | -3.111 | -3.72 | -4.005 | -4.566 | -4.62 | -4.898 | -5.384 | -5.921 | -6.303 | -6.642 | -7.171 | -7.708 | -8.083 | -8.432 | -8.709 | -9.178 | -9.636 | -10.284 | -10.696 | -11.153 | -11.567 | -12.065 | -12.676 | -13.337 | -13.948 | -14.575 | -15.219 | -15.935 | -16.649 | -17.298 | -18.023 | -18.691
| Elec: Commercial | 0 | 0 | 0.99013 | 1.589 | 0.89783 | -0.076091 | -0.24373 | -0.87343 | -0.64666 | -0.57217 | -0.40345 | -0.34351 | -0.2251 | -0.024956 | 0.16235 | 0.27857 | 0.55984 | 0.83999 | 1.2775 | 1.5015 | 1.6645 | 1.4555 | 1.551 | 1.752 | 2.0806 | 2.3677 | 2.5682 | 2.7872 | 3.0608 | 3.2963 | 3.5153 | 3.6692 | 3.8416 | 4.0267 | 4.2652 | 4.5426
| Elec: Residential | 0 | 0 | -0.40283 | -0.82444 | -1.3655 | -2.0068 | -2.5744 | -3.1492 | -3.5321 | -3.8481 | -4.0149 | -3.8198 | -3.5131 | -3.0788 | -2.7352 | -2.1459 | -1.461 | -0.7703 | -0.18508 | 0.45448 | 1.0784 | 1.8566 | 2.7416 | 3.7582 | 4.7848 | 5.7915 | 6.7935 | 7.786 | 8.7691 | 9.7424 | 10.7387 | 11.8243 | 12.9599 | 14.0906 | 15.2177 | 16.3427
| Elec: Transport | 0 | 0 | 0.15592 | 0.33863 | 0.54452 | 0.76854 | 1.2136 | 1.8582 | 2.6819 | 3.6655 | 4.7903 | 6.1252 | 7.6022 | 9.186 | 10.8353 | 12.5103 | 13.787 | 14.7908 | 15.5273 | 16.0072 | 16.2458 | 16.608 | 16.9807 | 17.3902 | 17.8672 | 18.437 | 19.0074 | 19.5742 | 20.1152 | 20.599 | 20.9992 | 21.3294 | 21.6148 | 21.9073 | 22.2649 | 22.7198
| Gas: Industrial | 0 | 0 | -0.047834 | -8.097 | -8.8134 | -10.9099 | -11.0679 | -13.1068 | -14.0778 | -15.5831 | -17.0368 | -18.6011 | -20.1616 | -21.6079 | -23.3439 | -25.1734 | -25.641 | -26.2795 | -27.365 | -27.8852 | -28.8568 | -30.2894 | -32.339 | -34.7243 | -37.1091 | -39.9093 | -42.414 | -45.2108 | -47.9121 | -50.9948 | -54.2617 | -57.378 | -60.5782 | -63.8017 | -67.3451 | -71.0065
| Gas: Commercial | 0 | 0 | 2.0104 | 3.423 | 4.6698 | 4.8749 | 5.4045 | 5.4299 | 5.8264 | 5.6317 | 5.3891 | 5.0971 | 4.8249 | 4.5227 | 4.1104 | 3.5862 | 3.4671 | 3.3754 | 2.9783 | 2.9572 | 2.6783 | 2.4506 | 1.9146 | 1.2798 | 0.60234 | -0.20748 | -0.92739 | -1.774 | -2.5938 | -3.5513 | -4.6114 | -5.5972 | -6.6081 | -7.7525 | -8.9755 | -10.2909
| Gas: Residential | 0 | 0 | -1.0298 | -1.9207 | -3.6985 | -5.8451 | -8.2779 | -10.7334 | -13.6903 | -16.5679 | -19.467 | -22.9959 | -26.3458 | -29.7981 | -32.8253 | -36.0326 | -39.2574 | -42.4769 | -45.5377 | -48.8104 | -52.015 | -55.2042 | -58.4053 | -61.5917 | -64.7559 | -67.8968 | -71.0655 | -74.2095 | -77.2458 | -80.2701 | -83.2832 | -86.2378 | -89.1847 | -92.1258 | -95.0641 | -97.9794
| Gas: Power Gen | 0 | 0 | -3.2114 | -50.8505 | -68.816 | -76.3608 | -76.9754 | -97.3586 | -112.2807 | -107.5413 | -110.6832 | -108.6579 | -125.1037 | -126.6026 | -115.48 | -135.0314 | -154.3847 | -163.8358 | -187.9504 | -192.0178 | -210.0596 | -212.7219 | -215.5085 | -211.437 | -214.4135 | -215.4949 | -216.4588 | -219.7708 | -224.1584 | -226.9499 | -230.443 | -231.7027 | -234.6892 | -236.914 | -238.7385 | -241.0176
| Gas: Transport | 0 | 0 | 0.39409 | 0.6693 | 0.98136 | 1.3342 | 1.7319 | 2.1787 | 2.6787 | 3.2361 | 3.8546 | 4.5378 | 5.2885 | 6.1085 | 6.999 | 7.9596 | 8.9887 | 10.0831 | 11.238 | 12.4471 | 13.7023 | 14.9947 | 16.3139 | 17.649 | 18.9888 | 20.3223 | 21.6389 | 22.9289 | 23.8554 | 24.7072 | 25.4804 | 26.173 | 26.7843 | 27.3152 | 27.7677 | 28.1448
| Total Demand | 0 | 0 | -2.4213 | -58.0657 | -78.7108 | -91.9411 | -94.7942 | -120.3207 | -137.6606 | -136.4773 | -142.9552 | -144.579 | -163.9368 | -167.937 | -159.4485 | -181.7567 | -202.0244 | -212.7051 | -238.726 | -244.5239 | -265.1981 | -271.1341 | -277.4471 | -277.0769 | -283.5216 | -288.655 | -293.5337 | -301.2258 | -310.0575 | -317.9962 | -327.0847 | -333.8548 | -342.5087 | -350.5523 | -358.6306 | -367.2354

## 3.1 Steady State
Steady State: Gas & Electricity annual demand and sector variation for today; excluding losses
| Y Axis Units = | TWh
|  | 2015-01-01 | 2016-01-01 | 2017-01-01 | 2018-01-01 | 2019-01-01 | 2020-01-01 | 2021-01-01 | 2022-01-01 | 2023-01-01 | 2024-01-01 | 2025-01-01 | 2026-01-01 | 2027-01-01 | 2028-01-01 | 2029-01-01 | 2030-01-01 | 2031-01-01 | 2032-01-01 | 2033-01-01 | 2034-01-01 | 2035-01-01 | 2036-01-01 | 2037-01-01 | 2038-01-01 | 2039-01-01 | 2040-01-01 | 2041-01-01 | 2042-01-01 | 2043-01-01 | 2044-01-01 | 2045-01-01 | 2046-01-01 | 2047-01-01 | 2048-01-01 | 2049-01-01 | 2050-01-01
| Elec: Industrial | 0 | 0 | -0.87 | -1.622 | -2.118 | -2.615 | -2.777 | -2.919 | -3.301 | -3.783 | -4.281 | -4.953 | -5.534 | -6.134 | -6.958 | -7.813 | -8.489 | -9.091 | -9.724 | -10.414 | -11.106 | -11.86 | -12.494 | -13.148 | -13.821 | -14.514 | -15.195 | -15.862 | -16.491 | -17.188 | -17.881 | -18.599 | -19.329 | -20.066 | -20.802 | -21.542
| Elec: Commercial | 0 | 0 | 0.89353 | 1.4915 | 1.0099 | 0.065665 | 0.014269 | -0.067656 | -0.10221 | -0.08635 | -0.023338 | -0.099653 | -0.12599 | -0.081474 | -0.23085 | -0.38083 | -0.40332 | -0.31795 | -0.17097 | -0.093903 | -0.017984 | 0.01547 | 0.2104 | 0.39106 | 0.65608 | 0.94053 | 1.2868 | 1.6192 | 1.9244 | 2.2811 | 2.6239 | 2.9645 | 3.2939 | 3.6854 | 4.0973 | 4.4494
| Elec: Residential | 0 | 0 | 0.054277 | 0.15084 | 0.064404 | -0.13088 | -0.29378 | -0.65004 | -0.86601 | -0.96314 | -1.0017 | -0.97187 | -0.89905 | -0.77496 | -0.5093 | -0.14215 | 0.31953 | 0.95274 | 1.6651 | 2.3707 | 3.0539 | 3.7646 | 4.4309 | 5.0987 | 5.7592 | 6.4519 | 7.3371 | 8.2966 | 9.2714 | 10.264 | 11.2768 | 12.3107 | 13.374 | 14.521 | 15.8226 | 17.1732
| Elec: Transport | 0 | 0 | 0.136 | 0.31715 | 0.54151 | 0.80588 | 1.0966 | 1.4077 | 1.7325 | 2.0644 | 2.3979 | 2.7372 | 3.0767 | 3.4155 | 3.7545 | 4.0949 | 4.4605 | 4.8516 | 5.268 | 5.7089 | 6.1731 | 6.6936 | 7.2678 | 7.8921 | 8.5618 | 9.272 | 9.9561 | 10.6088 | 11.2243 | 11.7966 | 12.3236 | 12.8132 | 13.2931 | 13.8155 | 14.4466 | 15.2396
| Gas: Industrial | 0 | 0 | 2.5195 | -5.0047 | -4.83 | -6.3845 | -6.6718 | -7.0542 | -7.6868 | -8.7759 | -9.4394 | -10.4159 | -11.225 | -11.9505 | -13.0228 | -14.0988 | -14.8862 | -15.7629 | -16.3565 | -17.0054 | -17.4175 | -18.4539 | -19.1527 | -19.9233 | -20.7773 | -21.6305 | -22.4742 | -23.2799 | -24.0146 | -25.0024 | -25.9315 | -27.0236 | -28.1703 | -29.5071 | -30.9127 | -32.4458
| Gas: Commercial | 0 | 0 | 3.3874 | 5.1759 | 7.1052 | 7.3633 | 8.0832 | 8.5522 | 8.9149 | 9.1984 | 9.3481 | 9.4549 | 9.6013 | 9.755 | 9.7083 | 9.7643 | 9.999 | 10.2035 | 10.3635 | 10.5355 | 10.7511 | 10.9223 | 11.223 | 11.4083 | 11.6098 | 11.8061 | 12.0114 | 12.2299 | 12.3996 | 12.5691 | 12.7632 | 12.8876 | 12.992 | 13.1014 | 13.102 | 13.0921
| Gas: Residential | 0 | 0 | 0.046481 | -0.048396 | -0.73197 | -1.6867 | -2.6864 | -2.976 | -3.3522 | -3.7395 | -4.1578 | -4.7157 | -5.3336 | -6.0113 | -6.7094 | -7.4058 | -8.16 | -8.8463 | -9.492 | -10.1012 | -10.6462 | -11.1336 | -11.5743 | -12.023 | -12.4741 | -12.9244 | -13.3714 | -13.8152 | -14.2054 | -14.5987 | -14.9964 | -15.4028 | -15.8181 | -16.245 | -16.6875 | -17.121
| Gas: Power Gen | 0 | 0 | 6.7825 | -36.9373 | -62.5335 | -75.2178 | -42.5749 | -33.6303 | -22.8626 | -13.5737 | 3.4045 | 10.4765 | 31.2123 | 36.0838 | 38.2343 | 42.0279 | 31.6777 | 21.0102 | -3.1065 | -3.8374 | -23.7141 | -28.0972 | -27.3732 | -27.7334 | -29.9357 | -28.9813 | -38.9275 | -35.1146 | -31.5231 | -34.7371 | -32.1774 | -29.9555 | -27.7994 | -25.3498 | -28.4188 | -25.6279
| Gas: Transport | 0 | 0 | 0.17029 | -0.53331 | 0.35539 | 0.55633 | 0.77417 | 1.01 | 1.2649 | 1.5399 | 1.8363 | 2.1551 | 2.4973 | 2.8641 | 3.2564 | 3.675 | 4.1209 | 4.5946 | 5.0967 | 5.6277 | 6.1876 | 6.7765 | 7.3941 | 8.04 | 8.7134 | 9.4135 | 10.1388 | 10.888 | 11.6593 | 12.4507 | 13.26 | 14.0849 | 14.9229 | 15.7713 | 16.6273 | 17.4883
| Total Demand | 0 | 0 | 13.1199 | -37.0103 | -61.1371 | -77.2437 | -45.0356 | -36.3273 | -26.2585 | -18.1188 | -1.9165 | 3.6676 | 23.2699 | 27.1662 | 27.523 | 29.7215 | 18.639 | 7.5945 | -16.4565 | -17.2091 | -36.7362 | -41.3724 | -40.0681 | -39.9975 | -41.7077 | -40.1661 | -49.2378 | -44.4292 | -39.7551 | -42.1649 | -38.7388 | -35.92 | -33.241 | -30.2733 | -32.7251 | -29.2941

## 3.1 Consumer Power
Consumer Power: Gas & Electricity annual demand and sector variation for today; excluding losses
| Y Axis Units = | TWh
|  | 2015-01-01 | 2016-01-01 | 2017-01-01 | 2018-01-01 | 2019-01-01 | 2020-01-01 | 2021-01-01 | 2022-01-01 | 2023-01-01 | 2024-01-01 | 2025-01-01 | 2026-01-01 | 2027-01-01 | 2028-01-01 | 2029-01-01 | 2030-01-01 | 2031-01-01 | 2032-01-01 | 2033-01-01 | 2034-01-01 | 2035-01-01 | 2036-01-01 | 2037-01-01 | 2038-01-01 | 2039-01-01 | 2040-01-01 | 2041-01-01 | 2042-01-01 | 2043-01-01 | 2044-01-01 | 2045-01-01 | 2046-01-01 | 2047-01-01 | 2048-01-01 | 2049-01-01 | 2050-01-01
| Elec: Industrial | 0 | 0 | -0.419 | -0.787 | -1.199 | -1.789 | -1.88 | -2.215 | -1.934 | -1.897 | -1.977 | -2.154 | -2.172 | -2.174 | -2.373 | -2.562 | -2.574 | -2.603 | -2.604 | -2.764 | -2.978 | -3.227 | -3.279 | -3.372 | -3.437 | -3.495 | -3.602 | -3.696 | -3.778 | -3.853 | -3.941 | -4.064 | -4.164 | -4.298 | -4.375 | -4.527
| Elec: Commercial | 0 | 0 | -0.56986 | -1.2674 | -2.8632 | -5.2791 | -6.3511 | -7.7104 | -7.9764 | -8.1921 | -8.2269 | -8.2345 | -8.138 | -8.0007 | -7.8462 | -7.6791 | -7.3498 | -7.0118 | -6.6957 | -6.4838 | -6.4468 | -6.5155 | -6.3825 | -6.2436 | -5.9455 | -5.6347 | -5.2987 | -4.9182 | -4.4935 | -4.071 | -3.6621 | -3.2401 | -2.8224 | -2.3836 | -1.898 | -1.4808
| Elec: Residential | 0 | 0 | 0.81125 | 1.6388 | 2.4437 | 4.0925 | 5.6486 | 5.9687 | 6.432 | 6.9424 | 7.5179 | 8.1663 | 8.8019 | 9.4491 | 10.1046 | 10.7809 | 11.5697 | 12.453 | 13.3599 | 14.3604 | 15.5736 | 16.8569 | 18.112 | 19.3489 | 20.5735 | 21.813 | 23.0773 | 24.3713 | 25.7047 | 27.0883 | 28.5212 | 30.0077 | 31.6147 | 33.4524 | 35.4164 | 37.492
| Elec: Transport | 0 | 0 | 0.12431 | 0.2793 | 0.47181 | 0.71006 | 1.008 | 1.3764 | 1.8299 | 2.3864 | 3.0672 | 3.8945 | 4.8986 | 6.1252 | 7.6041 | 9.3771 | 11.0826 | 12.9869 | 15.0528 | 17.2429 | 19.5254 | 21.7097 | 23.7823 | 25.7321 | 27.5524 | 29.245 | 30.7156 | 31.9915 | 33.1105 | 34.1239 | 35.1162 | 36.1532 | 37.4804 | 39.3942 | 42.1152 | 45.6678
| Gas: Industrial | 0 | 0 | 5.591 | -0.83605 | 2.5361 | 1.5168 | 2.6573 | 1.4295 | 1.6334 | 1.2836 | 0.97317 | 0.568 | 0.38528 | 0.24101 | -0.15952 | -0.75968 | -0.7339 | -0.68083 | -0.17568 | 0.2386 | 0.90327 | 0.61179 | 0.77725 | 0.56748 | 0.57266 | 0.56964 | 0.42897 | 0.31018 | 0.22844 | 0.12325 | 0.026161 | -0.166 | -0.30923 | -0.64663 | -0.72655 | -1.0794
| Gas: Commercial | 0 | 0 | 5.1843 | 8.0278 | 11.5266 | 12.689 | 14.7443 | 15.8316 | 17.2349 | 18.0086 | 18.5802 | 18.9017 | 19.2934 | 19.563 | 19.7032 | 19.6808 | 19.7674 | 19.8874 | 20.0248 | 20.2891 | 20.5412 | 20.7008 | 21.0394 | 21.1022 | 21.2073 | 21.3041 | 21.294 | 21.2695 | 21.2832 | 21.2309 | 21.1661 | 21.0934 | 20.9866 | 20.8257 | 20.7212 | 20.5108
| Gas: Residential | 0 | 0 | 0.74621 | 1.0193 | 0.30319 | -3.3367 | -6.7689 | -6.7065 | -6.6374 | -6.4927 | -6.2912 | -6.2585 | -6.2751 | -5.7787 | -5.3942 | -5.1056 | -5.0194 | -4.7627 | -4.2728 | -3.824 | -3.3528 | -2.9298 | -2.5205 | -2.1261 | -1.7394 | -1.3583 | -0.98521 | -0.61513 | -0.25599 | 0.091929 | 0.42759 | 0.75438 | 1.0644 | 1.355 | 1.6223 | 1.4495
| Gas: Power Gen | 0 | 0 | 9.8061 | -13.3965 | -37.9726 | -49.6123 | -68.8801 | -90.6453 | -89.9011 | -52.5759 | -20.6362 | -30.0108 | -30.8087 | -34.8769 | -42.8033 | -34.9723 | -71.4888 | -105.5189 | -136.8345 | -147.235 | -146.3375 | -165.1822 | -171.2276 | -184.9361 | -192.1546 | -199.7122 | -201.9754 | -201.5997 | -205.2335 | -204.8957 | -203.1136 | -201.8296 | -205.5648 | -208.5676 | -210.3967 | -213.7212
| Gas: Transport | 0 | 0 | 0.38082 | 0.98363 | 1.7464 | 2.6684 | 3.7497 | 4.9908 | 6.3925 | 7.9557 | 9.6817 | 11.5718 | 13.9979 | 16.3243 | 18.5412 | 20.6367 | 22.5965 | 24.4026 | 26.0306 | 27.4456 | 28.5885 | 29.2989 | 29.9716 | 30.5582 | 31.0735 | 31.5302 | 31.9253 | 32.2736 | 32.5863 | 32.8724 | 33.1384 | 33.3386 | 33.54 | 33.7426 | 33.9464 | 34.1514
| Total Demand | 0 | 0 | 21.6552 | -4.3382 | -23.0069 | -38.3404 | -56.0722 | -77.6802 | -72.9263 | -32.5809 | 2.6888 | -3.5555 | -0.016621 | 0.87249 | -2.623 | 9.3967 | -22.1496 | -50.8474 | -76.1145 | -80.73 | -73.983 | -88.6764 | -89.7271 | -99.369 | -102.2973 | -105.7382 | -104.42 | -100.6128 | -100.8478 | -97.2891 | -92.321 | -87.9524 | -88.1744 | -87.1259 | -83.5747 | -81.537

## Figure 3.2
Electricity Underlying Peak Demand | Electricity Year | 2005/06 | 2006/07 | 2007/08 | 2008/09 | 2009/10 | 2010/11 | 2011/12 | 2012/13 | 2013/14 | 2014/15 | 2015/16 | 2016/17 | 2017/18 | 2018/19 | 2019/20 | 2020/21 | 2021/22 | 2022/23 | 2023/24 | 2024/25 | 2025/26 | 2026/27 | 2027/28 | 2028/29 | 2029/30 | 2030/31 | 2031/32 | 2032/33 | 2033/34 | 2034/35 | 2035/36 | 2036/37 | 2037/38 | 2038/39 | 2039/40 | 2040/41 | 2041/42 | 2042/43 | 2043/44 | 2044/45 | 2045/46 | 2046/47 | 2047/48 | 2048/49 | 2049/50 | 2050/51
Units for Y Axis = | bar: 2005/06
Electricity Year Beginning | time axis 2005-01-01 to 2050-01-01
| History | 2005-01-01: 64.8; 2006-01-01: 64.5; 2007-01-01: 64.5; 2008-01-01: 62.2; 2009-01-01: 62.1; 2010-01-01: 62.6; 2011-01-01: 60.5; 2012-01-01: 61; 2013-01-01: 61.7; 2014-01-01: 61.1; 2015-01-01: 61.3; 2016-01-01: 60.9
| Two Degrees | [11 empty] | 60.9 | 62.3 | 62 | 61.9 | 61.8 | 61.8 | 61.9 | 61.9 | 62 | 62.4 | 62.9 | 63.4 | 63.8 | 64.3 | 64.7 | 64.7 | 65 | 65.1 | 65.1 | 65.1 | 65.2 | 65.4 | 65.7 | 66.3 | 66.9 | 67.4 | 68.1 | 69.3 | 71.3 | 72.2 | 72.9 | 73.1 | 73.2 | 73.3 | 73.3
| Slow Progression | [11 empty] | 60.9 | 61.8 | 61.1 | 60.7 | 60.2 | 60 | 59.8 | 59.9 | 60 | 60 | 60.3 | 60.4 | 60.7 | 60.9 | 61.2 | 61.6 | 61.9 | 62.3 | 62.5 | 62.6 | 62.6 | 62.9 | 63.2 | 63.6 | 64 | 64.6 | 65 | 65.5 | 66 | 66.5 | 66.9 | 67.5 | 68 | 68.7 | 69.5
| Steady State | [11 empty] | 60.9 | 61.2 | 61.7 | 61.6 | 61.3 | 61.4 | 61.2 | 61.3 | 61.3 | 61.4 | 61.4 | 61.4 | 61.4 | 61.3 | 61.2 | 61.2 | 61.4 | 61.5 | 61.5 | 61.6 | 61.7 | 61.9 | 62 | 62.2 | 62.4 | 62.7 | 62.9 | 63.1 | 63.4 | 63.5 | 63.7 | 63.8 | 64 | 64.3 | 64.5
| Consumer Power | [11 empty] | 60.9 | 61.5 | 61.7 | 61.6 | 61.5 | 61.8 | 61.8 | 62 | 62.6 | 63.2 | 63.6 | 64.1 | 64.7 | 65.2 | 66 | 66.7 | 67.6 | 68.7 | 69.6 | 70.7 | 71.6 | 72.7 | 73.6 | 74.7 | 75.6 | 76.6 | 77.4 | 78.3 | 79 | 79.6 | 80.4 | 81.2 | 82.3 | 83.6 | 85.4
Data in Electricity years - 2005 in the chart equates to 2005/06
Underlying GB ACS Peak Demand. Does not include exports, station demand, pumping demand or storage demand
This data totals the demand from residential, industrial, commercial and losses
Generation from distributed or <1MW generation is not used to reduce this demand

## GD1
Gas: Annual demand (including interconnector exports)
TWh/year
Year | time axis 2005-01-01 to 2050-01-01
| History | 2005-01-01: 1059.895; 2006-01-01: 1045.336; 2007-01-01: 1075.941; 2008-01-01: 1079.551; 2009-01-01: 1038.121; 2010-01-01: 1107.5113; 2011-01-01: 1020.7261; 2012-01-01: 872.0142; 2013-01-01: 832.248; 2014-01-01: 844.6872; 2015-01-01: 873.1094; 2016-01-01: 922.675
| Two Degrees | [11 empty] | 922.675 | 904.1914 | 883.5383 | 864.0231 | 847.7348 | 802.3838 | 762.7752 | 737.5158 | 734.8446 | 731.3894 | 703.2258 | 712.459 | 690.7256 | 688.9572 | 685.0379 | 656.393 | 662.3547 | 638.5312 | 632.0763 | 604.0318 | 592.7062 | 588.429 | 574.9422 | 558.1539 | 545.3702 | 532.5298 | 531.0083 | 533.7701 | 553.4057 | 556.2243 | 538.5735 | 532.719 | 519.0708 | 515.6575 | 515.8795
| Slow Progression | [11 empty] | 922.675 | 873.7437 | 839.0829 | 823.6671 | 818.4644 | 806.2686 | 782.0617 | 766.7721 | 771.2605 | 767.524 | 767.8633 | 749.7249 | 746.3632 | 755.2862 | 732.926 | 712.3191 | 701.3081 | 674.8489 | 668.9964 | 644.5109 | 634.967 | 624.3771 | 620.0777 | 608.7183 | 598.7335 | 593.2389 | 584.8319 | 575.2425 | 566.5319 | 556.8018 | 549.5481 | 540.4289 | 531.8879 | 523.3241 | 514.0972
| Steady State | [11 empty] | 922.675 | 928.971 | 883.0415 | 862.1157 | 848.6937 | 882.4445 | 886.9755 | 891.1959 | 902.3063 | 921.5316 | 929.9811 | 951.9649 | 957.8929 | 960.1575 | 963.911 | 953.7137 | 938.9522 | 910.8288 | 905.9261 | 886.2173 | 881.339 | 882.0987 | 881.6047 | 879.2319 | 880.0511 | 870.0356 | 873.7681 | 877.4075 | 874.0395 | 876.5814 | 878.6028 | 877.4381 | 865.411 | 851.399 | 845.1586
| Consumer Power | [11 empty] | 922.675 | 921.3639 | 897.8666 | 886.4806 | 881.351 | 871.9278 | 854.6418 | 864.1851 | 910.7891 | 950.7469 | 952.7045 | 959.7343 | 963.6105 | 962.8695 | 977.187 | 945.4762 | 916.3044 | 890.3439 | 884.9006 | 890.5657 | 866.6967 | 858.0346 | 842.7696 | 833.9681 | 824.5343 | 820.1021 | 818.2938 | 812.5379 | 810.6644 | 810.2413 | 809.1895 | 803.1691 | 797.6697 | 793.6949 | 787.4695

## GD2
Gas: Annual demand (excluding interconnector exports)
TWh/year
Year | time axis 2005-01-01 to 2050-01-01
| History | 2005-01-01: 953.7707; 2006-01-01: 908.2197; 2007-01-01: 945.3334; 2008-01-01: 950.3996; 2009-01-01: 898.1843; 2010-01-01: 934.2547; 2011-01-01: 844.1928; 2012-01-01: 758.4433; 2013-01-01: 741.7303; 2014-01-01: 731.602; 2015-01-01: 724.6692; 2016-01-01: 816.5007
| Two Degrees | [11 empty] | 816.5007 | 804.9767 | 763.843 | 744.0779 | 724.7271 | 676.399 | 635.4817 | 606.5085 | 606.7281 | 603.4659 | 576.1945 | 586.7542 | 566.5507 | 566.4544 | 564.3171 | 537.5152 | 545.3354 | 523.3893 | 518.9825 | 493.1554 | 484.271 | 480.6034 | 467.9131 | 452.1178 | 438.5239 | 424.8437 | 422.4471 | 424.2929 | 442.9667 | 444.773 | 426.0553 | 419.0752 | 404.2389 | 399.5715 | 398.4696
| Slow Progression | [11 empty] | 816.5007 | 814.6161 | 759.7248 | 740.824 | 729.5939 | 727.3159 | 702.9104 | 684.9569 | 685.6761 | 678.5575 | 675.8808 | 655.0028 | 649.1234 | 655.9607 | 631.8091 | 609.6734 | 597.367 | 569.864 | 563.1916 | 541.9499 | 535.7305 | 528.4763 | 527.6764 | 519.8134 | 513.3145 | 507.2739 | 498.4645 | 488.446 | 479.4418 | 469.3818 | 461.758 | 452.2246 | 443.2218 | 434.1452 | 424.3511
| Steady State | [11 empty] | 816.5007 | 829.3334 | 779.9534 | 755.9627 | 741.2282 | 773.5219 | 782.4992 | 792.8758 | 801.2468 | 817.5893 | 823.5524 | 843.3499 | 847.3387 | 848.0643 | 850.5602 | 839.3489 | 827.7967 | 803.1029 | 801.8167 | 781.7584 | 776.6115 | 777.1144 | 776.3662 | 773.7338 | 774.281 | 763.9748 | 767.5058 | 770.9135 | 767.2791 | 769.5155 | 771.1882 | 772.7246 | 774.3683 | 770.308 | 771.9833
| Consumer Power | [11 empty] | 816.5007 | 838.2092 | 812.2989 | 794.6404 | 780.4259 | 762.003 | 741.4008 | 745.2228 | 784.68 | 818.8084 | 811.2729 | 813.0935 | 811.9734 | 806.388 | 815.9805 | 781.6225 | 749.8282 | 721.2732 | 713.4151 | 716.8434 | 699.0001 | 694.5408 | 681.6663 | 675.46 | 668.8341 | 667.1884 | 668.1391 | 665.1091 | 665.9234 | 668.1453 | 669.6915 | 666.2177 | 663.2097 | 661.6672 | 657.8117

## GD3
Gas: Two Degrees' demand components
Difference from 2016 (TWh/year)
| Year | 2016 baseline | 2015 | 2016 | 2017 | 2018 | 2019 | 2020 | 2021 | 2022 | 2023 | 2024 | 2025 | 2026 | 2027 | 2028 | 2029 | 2030 | 2031 | 2032 | 2033 | 2034 | 2035 | 2036 | 2037 | 2038 | 2039 | 2040 | 2041 | 2042 | 2043 | 2044 | 2045 | 2046 | 2047 | 2048 | 2049 | 2050
| Residential | 332.6188 | 0 | 0 | -3.6853 | -10.9821 | -17.4092 | -26.1534 | -36.5549 | -45.7258 | -55.6501 | -66.166 | -76.3066 | -85.4035 | -91.7982 | -99.063 | -105.8117 | -112.9075 | -119.659 | -127.8844 | -134.6591 | -143.0184 | -147.4478 | -151.899 | -156.2434 | -168.7827 | -181.0418 | -193.1597 | -209.2243 | -223.8441 | -230.7659 | -238.1955 | -256.5145 | -277.6196 | -287.6169 | -296.8729 | -298.2623 | -298.6318
| Commercial | 47.4944 | 0 | 0 | 2.2983 | 3.8639 | 5.7673 | 5.091 | 6.0266 | 6.6728 | 7.3764 | 8.3942 | 9.0769 | 9.5165 | 9.8355 | 9.6204 | 8.8889 | 8.2786 | 8.3318 | 8.3242 | 8.2747 | 8.8273 | 8.5945 | 8.328 | 8.0721 | 7.7321 | 7.2323 | 6.711 | 6.2916 | 5.8256 | 5.2285 | 4.3538 | 3.407 | 2.8946 | 2.2865 | 1.6667 | 0.89987 | 0.39376
| Industrial | 187.3365 | 0 | 0 | -0.42308 | -6.8486 | -5.1791 | -10.4137 | -11.2167 | -11.9507 | -12.1025 | -11.3034 | -11.5114 | -11.7369 | -11.6095 | -12.2605 | -14.3938 | -15.678 | -15.2827 | -14.5756 | -14.3105 | -12.3119 | -12.2264 | -12.5832 | -13.0428 | -13.6728 | -14.9496 | -16.2236 | -17.1017 | -18.1206 | -19.3383 | -20.7948 | -22.699 | -23.8819 | -25.1684 | -26.6455 | -28.5543 | -30.0568
| Exports | 106.1743 | 0 | 0 | -6.9596 | 13.5209 | 13.7709 | 16.8333 | 19.8105 | 21.1192 | 24.833 | 21.9423 | 21.7492 | 20.8571 | 19.5305 | 18.0006 | 16.3285 | 14.5465 | 12.7035 | 10.845 | 8.9676 | 6.9195 | 4.7021 | 2.2609 | 1.6512 | 0.85478 | -0.13812 | 0.67206 | 1.5117 | 2.3869 | 3.3029 | 4.2647 | 5.277 | 6.3439 | 7.4695 | 8.6576 | 9.9118 | 11.2357
| Power station demand | 248.6146 | 0 | 0 | -10.1562 | -39.7812 | -57.5124 | -63.1994 | -102.4214 | -135.4147 | -156.5225 | -149.2847 | -144.7369 | -165.1579 | -151.2586 | -165.8327 | -158.6992 | -154.0995 | -176.7058 | -163.3017 | -180.4392 | -180.5595 | -203.0388 | -207.6125 | -206.9434 | -206.7553 | -209.0691 | -209.2408 | -210.8349 | -206.6951 | -212.9078 | -205.5563 | -201.3575 | -209.0956 | -209.5354 | -214.838 | -216.0113 | -215.0164
| Transport | 0.43638 | 0 | 0 | -0.43638 | -0.43638 | -0.43638 | -0.43638 | -0.43638 | -0.43638 | -0.43638 | -0.43638 | -0.43638 | -0.43638 | -0.43638 | -0.43638 | -0.43638 | -0.43638 | -0.43638 | -0.43638 | -0.43638 | -0.43638 | -0.43638 | -0.43638 | -0.43638 | -0.43638 | -0.43638 | -0.43638 | 4.4148 | 13.6086 | 30.0675 | 50.8428 | 69.3344 | 80.94 | 86.075 | 87.6764 | 88.0282 | 88.089
| H2 Conversion | 0 | 0 | 0 | 0 | 0 | 0 | 0 | 0 | 0 | 0 | 0 | 0 | 0 | 0 | 0 | 0 | 0 | 0 | 0 | 0 | 0 | 0 | 0 | 0 | 0 | 0 | 0 | 4.8511 | 14.045 | 30.5039 | 51.2792 | 69.7708 | 81.3764 | 86.5114 | 88.1128 | 88.4646 | 88.5254
| Total | 922.675 | 0 | 0 | -19.3623 | -40.6636 | -60.9989 | -78.2786 | -124.7923 | -165.7355 | -192.5021 | -196.854 | -202.1651 | -232.3611 | -225.7367 | -249.9716 | -254.1238 | -260.2962 | -291.0485 | -287.0288 | -312.6029 | -320.5793 | -349.8527 | -361.9421 | -366.9427 | -381.0603 | -398.4026 | -406.8263 | -410.8977 | -396.3347 | -373.1339 | -335.3143 | -321.1762 | -333.9072 | -338.3769 | -351.8912 | -355.4627 | -443.9866

## GD4
Gas: Slow Progression's demand components
Difference from 2016 (TWh/year)
| Year | 2016 baseline | 2015 | 2016 | 2017 | 2018 | 2019 | 2020 | 2021 | 2022 | 2023 | 2024 | 2025 | 2026 | 2027 | 2028 | 2029 | 2030 | 2031 | 2032 | 2033 | 2034 | 2035 | 2036 | 2037 | 2038 | 2039 | 2040 | 2041 | 2042 | 2043 | 2044 | 2045 | 2046 | 2047 | 2048 | 2049 | 2050
| Residential | 332.6188 | 0 | 0 | -1.0298 | -1.9207 | -3.6985 | -5.8451 | -8.2779 | -10.7334 | -13.6903 | -16.5679 | -19.467 | -22.9959 | -26.3458 | -29.7981 | -32.8253 | -36.0326 | -39.2574 | -42.4769 | -45.5377 | -48.8104 | -52.015 | -55.2042 | -58.4053 | -61.5917 | -64.7559 | -67.8968 | -71.0655 | -74.2095 | -77.2458 | -80.2701 | -83.2832 | -86.2378 | -89.1847 | -92.1258 | -95.0641 | -97.9794
| Commercial | 47.4944 | 0 | 0 | 2.0104 | 3.423 | 4.6698 | 4.8749 | 5.4045 | 5.4299 | 5.8264 | 5.6317 | 5.3891 | 5.0971 | 4.8249 | 4.5227 | 4.1104 | 3.5862 | 3.4671 | 3.3754 | 2.9783 | 2.9572 | 2.6783 | 2.4506 | 1.9146 | 1.2798 | 0.60234 | -0.20748 | -0.92739 | -1.774 | -2.5938 | -3.5513 | -4.6114 | -5.5972 | -6.6081 | -7.7525 | -8.9755 | -10.2909
| Industrial | 187.3365 | 0 | 0 | -0.047834 | -8.097 | -8.8134 | -10.9099 | -11.0679 | -13.1068 | -14.0778 | -15.5831 | -17.0368 | -18.6011 | -20.1616 | -21.6079 | -23.3439 | -25.1734 | -25.641 | -26.2795 | -27.365 | -27.8852 | -28.8568 | -30.2894 | -32.339 | -34.7243 | -37.1091 | -39.9093 | -42.414 | -45.2108 | -47.9121 | -50.9948 | -54.2617 | -57.378 | -60.5782 | -63.8017 | -67.3451 | -71.0065
| Exports | 106.1743 | 0 | 0 | -47.0467 | -26.8162 | -23.3312 | -17.3038 | -27.2217 | -27.023 | -24.3591 | -20.5898 | -17.2077 | -14.1918 | -11.4523 | -8.9345 | -6.8488 | -5.0574 | -3.5286 | -2.2333 | -1.1894 | -0.36944 | -3.6133 | -6.9378 | -10.2734 | -13.773 | -17.2694 | -20.7553 | -20.2093 | -19.8069 | -19.3779 | -19.0842 | -18.7543 | -18.3842 | -17.97 | -17.5082 | -16.9954 | -16.4282
| Power station demand | 248.6146 | 0 | 0 | -3.2114 | -50.8505 | -68.816 | -76.3608 | -76.9754 | -97.3586 | -112.2807 | -107.5413 | -110.6832 | -108.6579 | -125.1037 | -126.6026 | -115.48 | -135.0314 | -154.3847 | -163.8358 | -187.9504 | -192.0178 | -210.0596 | -212.7219 | -215.5085 | -211.437 | -214.4135 | -215.4949 | -216.4588 | -219.7708 | -224.1584 | -226.9499 | -230.443 | -231.7027 | -234.6892 | -236.914 | -238.7385 | -241.0176
| Transport | 0.43638 | 0 | 0 | 0.39409 | 0.6693 | 0.98136 | 1.3342 | 1.7319 | 2.1787 | 2.6787 | 3.2361 | 3.8546 | 4.5378 | 5.2885 | 6.1085 | 6.999 | 7.9596 | 8.9887 | 10.0831 | 11.238 | 12.4471 | 13.7023 | 14.9947 | 16.3139 | 17.649 | 18.9888 | 20.3223 | 21.6389 | 22.9289 | 23.8554 | 24.7072 | 25.4804 | 26.173 | 26.7843 | 27.3152 | 27.7677 | 28.1448
| Total | 922.675 | 0 | 0 | -48.9313 | -83.592 | -99.0078 | -104.2105 | -116.4064 | -140.6133 | -155.9029 | -151.4144 | -155.1509 | -154.8117 | -172.9501 | -176.3118 | -167.3888 | -189.749 | -210.3559 | -221.3669 | -247.8261 | -253.6785 | -278.164 | -287.708 | -298.2978 | -302.5973 | -313.9566 | -323.9415 | -329.4361 | -337.8431 | -347.4325 | -356.1431 | -365.8732 | -373.1269 | -382.246 | -390.787 | -399.3509 | -408.5778

## GD5
Gas: Steady State's demand components
Difference from 2016 (TWh/year)
| Year | 2016 baseline | 2015 | 2016 | 2017 | 2018 | 2019 | 2020 | 2021 | 2022 | 2023 | 2024 | 2025 | 2026 | 2027 | 2028 | 2029 | 2030 | 2031 | 2032 | 2033 | 2034 | 2035 | 2036 | 2037 | 2038 | 2039 | 2040 | 2041 | 2042 | 2043 | 2044 | 2045 | 2046 | 2047 | 2048 | 2049 | 2050
| Residential | 332.6188 | 0 | 0 | 0.046481 | -0.048396 | -0.73197 | -1.6867 | -2.6864 | -2.976 | -3.3522 | -3.7395 | -4.1578 | -4.7157 | -5.3336 | -6.0113 | -6.7094 | -7.4058 | -8.16 | -8.8463 | -9.492 | -10.1012 | -10.6462 | -11.1336 | -11.5743 | -12.023 | -12.4741 | -12.9244 | -13.3714 | -13.8152 | -14.2054 | -14.5987 | -14.9964 | -15.4028 | -15.8181 | -16.245 | -16.6875 | -17.121
| Commercial | 47.4944 | 0 | 0 | 3.3874 | 5.1759 | 7.1052 | 7.3633 | 8.0832 | 8.5522 | 8.9149 | 9.1984 | 9.3481 | 9.4549 | 9.6013 | 9.755 | 9.7083 | 9.7643 | 9.999 | 10.2035 | 10.3635 | 10.5355 | 10.7511 | 10.9223 | 11.223 | 11.4083 | 11.6098 | 11.8061 | 12.0114 | 12.2299 | 12.3996 | 12.5691 | 12.7632 | 12.8876 | 12.992 | 13.1014 | 13.102 | 13.0921
| Industrial | 187.3365 | 0 | 0 | 2.5195 | -5.0047 | -4.83 | -6.3845 | -6.6718 | -7.0542 | -7.6868 | -8.7759 | -9.4394 | -10.4159 | -11.225 | -11.9505 | -13.0228 | -14.0988 | -14.8862 | -15.7629 | -16.3565 | -17.0054 | -17.4175 | -18.4539 | -19.1527 | -19.9233 | -20.7773 | -21.6305 | -22.4742 | -23.2799 | -24.0146 | -25.0024 | -25.9315 | -27.0236 | -28.1703 | -29.5071 | -30.9127 | -32.4458
| Exports | 106.1743 | 0 | 0 | -6.5367 | -3.0862 | -0.021234 | 1.2912 | 2.7483 | -1.698 | -7.8541 | -5.1148 | -2.232 | 0.25433 | 2.4407 | 4.3799 | 5.9189 | 7.1765 | 8.1905 | 4.9812 | 1.5516 | -2.065 | -1.7154 | -1.4469 | -1.19 | -0.93578 | -0.67621 | -0.40422 | -0.11351 | 0.088029 | 0.3197 | 0.58616 | 0.89168 | 1.2402 | -1.4608 | -15.1316 | -25.0832 | -32.999
| Power station demand | 248.6146 | 0 | 0 | 6.7825 | -36.9373 | -62.5335 | -75.2178 | -42.5749 | -33.6303 | -22.8626 | -13.5737 | 3.4045 | 10.4765 | 31.2123 | 36.0838 | 38.2343 | 42.0279 | 31.6777 | 21.0102 | -3.1065 | -3.8374 | -23.7141 | -28.0972 | -27.3732 | -27.7334 | -29.9357 | -28.9813 | -38.9275 | -35.1146 | -31.5231 | -34.7371 | -32.1774 | -29.9555 | -27.7994 | -25.3498 | -28.4188 | -25.6279
| Transport | 0.43638 | 0 | 0 | 0.096929 | 0.26722 | 0.45232 | 0.65326 | 0.8711 | 1.1069 | 1.3618 | 1.6369 | 1.9332 | 2.252 | 2.5943 | 2.961 | 3.3533 | 3.772 | 4.2178 | 4.6915 | 5.1937 | 5.7246 | 6.2845 | 6.8734 | 7.491 | 8.1369 | 8.8104 | 9.5104 | 10.2357 | 10.9849 | 11.7562 | 12.5476 | 13.357 | 14.1819 | 15.0198 | 15.8682 | 16.7243 | 17.5853
| Total | 922.675 | 0 | 0 | 6.296 | -39.6335 | -60.5592 | -73.9813 | -40.2305 | -35.6994 | -31.479 | -20.3687 | -1.1434 | 7.3061 | 29.2899 | 35.218 | 37.4825 | 41.2361 | 31.0387 | 16.2772 | -11.8462 | -16.7489 | -36.4577 | -41.336 | -40.5762 | -41.0703 | -43.4431 | -42.6239 | -52.6393 | -48.9069 | -45.2675 | -48.6354 | -46.0935 | -44.0722 | -45.2368 | -57.2639 | -71.2759 | -77.5164

## GD6
Gas: Consumer Power's demand components
Difference from 2016 (TWh/year)
| Year | 2016 baseline | 2015 | 2016 | 2017 | 2018 | 2019 | 2020 | 2021 | 2022 | 2023 | 2024 | 2025 | 2026 | 2027 | 2028 | 2029 | 2030 | 2031 | 2032 | 2033 | 2034 | 2035 | 2036 | 2037 | 2038 | 2039 | 2040 | 2041 | 2042 | 2043 | 2044 | 2045 | 2046 | 2047 | 2048 | 2049 | 2050
| Residential | 332.6188 | 0 | 0 | 0.74621 | 1.0193 | 0.30319 | -3.3367 | -6.7689 | -6.7065 | -6.6374 | -6.4927 | -6.2912 | -6.2585 | -6.2751 | -5.7787 | -5.3942 | -5.1056 | -5.0194 | -4.7627 | -4.2728 | -3.824 | -3.3528 | -2.9298 | -2.5205 | -2.1261 | -1.7394 | -1.3583 | -0.98521 | -0.61513 | -0.25599 | 0.091929 | 0.42759 | 0.75438 | 1.0644 | 1.355 | 1.6223 | 1.4495
| Commercial | 47.4944 | 0 | 0 | 5.1843 | 8.0278 | 11.5266 | 12.689 | 14.7443 | 15.8316 | 17.2349 | 18.0086 | 18.5802 | 18.9017 | 19.2934 | 19.563 | 19.7032 | 19.6808 | 19.7674 | 19.8874 | 20.0248 | 20.2891 | 20.5412 | 20.7008 | 21.0394 | 21.1022 | 21.2073 | 21.3041 | 21.294 | 21.2695 | 21.2832 | 21.2309 | 21.1661 | 21.0934 | 20.9866 | 20.8257 | 20.7212 | 20.5108
| Industrial | 187.3365 | 0 | 0 | 5.591 | -0.83605 | 2.5361 | 1.5168 | 2.6573 | 1.4295 | 1.6334 | 1.2836 | 0.97317 | 0.568 | 0.38528 | 0.24101 | -0.15952 | -0.75968 | -0.7339 | -0.68083 | -0.17568 | 0.2386 | 0.90327 | 0.61179 | 0.77725 | 0.56748 | 0.57266 | 0.56964 | 0.42897 | 0.31018 | 0.22844 | 0.12325 | 0.026161 | -0.166 | -0.30923 | -0.64663 | -0.72655 | -1.0794
| Exports | 106.1743 | 0 | 0 | -23.0196 | -20.6066 | -14.3341 | -5.2492 | 3.7505 | 7.0667 | 12.788 | 19.9348 | 25.7642 | 35.2573 | 40.4665 | 45.4628 | 50.3072 | 55.0322 | 57.6794 | 60.3019 | 62.8964 | 65.3112 | 67.548 | 61.5223 | 57.3195 | 54.929 | 52.3337 | 49.5259 | 46.7394 | 43.9804 | 41.2545 | 38.5667 | 35.9216 | 33.3238 | 30.7772 | 28.2858 | 25.8533 | 23.4835
| Power station demand | 248.6146 | 0 | 0 | 9.8061 | -13.3965 | -37.9726 | -49.6123 | -68.8801 | -90.6453 | -89.9011 | -52.5759 | -20.6362 | -30.0108 | -30.8087 | -34.8769 | -42.8033 | -34.9723 | -71.4888 | -105.5189 | -136.8345 | -147.235 | -146.3375 | -165.1822 | -171.2276 | -184.9361 | -192.1546 | -199.7122 | -201.9754 | -201.5997 | -205.2335 | -204.8957 | -203.1136 | -201.8296 | -205.5648 | -208.5676 | -210.3967 | -213.7212
| Transport | 0.43638 | 0 | 0 | 0.38082 | 0.98363 | 1.7464 | 2.6684 | 3.7497 | 4.9908 | 6.3925 | 7.9557 | 9.6817 | 11.5718 | 13.9979 | 16.3243 | 18.5412 | 20.6367 | 22.5965 | 24.4026 | 26.0306 | 27.4456 | 28.5885 | 29.2989 | 29.9716 | 30.5582 | 31.0735 | 31.5302 | 31.9253 | 32.2736 | 32.5863 | 32.8724 | 33.1384 | 33.3386 | 33.54 | 33.7426 | 33.9464 | 34.1514
| Total | 922.675 | 0 | 0 | -1.3111 | -24.8083 | -36.1944 | -41.324 | -50.7472 | -68.0331 | -58.4899 | -11.8858 | 28.0719 | 30.0295 | 37.0593 | 40.9356 | 40.1945 | 54.5121 | 22.8013 | -6.3706 | -32.3311 | -37.7744 | -32.1093 | -55.9783 | -64.6404 | -79.9053 | -88.7069 | -98.1407 | -102.5729 | -104.3811 | -110.1371 | -112.0106 | -112.4337 | -113.4854 | -119.5058 | -125.0052 | -128.9801 | -135.2055

## GD7
Gas: Demand for a 1-in-20 peak day
GWh/peak day
| Year | 2016/17 | 2017/18 | 2018/19 | 2019/20 | 2020/21 | 2021/22 | 2022/23 | 2023/24 | 2024/25 | 2025/26 | 2026/27 | 2027/28 | 2028/29 | 2029/30 | 2030/31 | 2031/32 | 2032/33 | 2033/34 | 2034/35 | 2035/36 | 2036/37 | 2037/38 | 2038/39 | 2039/40 | 2040/41
| Two Degrees | 5367.2848 | 5331.9609 | 5350.5964 | 5287.3924 | 5045.1654 | 4883.8818 | 4770.5181 | 4771.8257 | 4729.25 | 4600.7461 | 4547.305 | 4405.2799 | 4376.3513 | 4310.6258 | 4270.0332 | 4234.718 | 4152.6208 | 3992.1065 | 3936.3256 | 3919.1151 | 3915.1831 | 3851.1869 | 3799.9045 | 3621.6684 | 3500.1551
| Slow Progression | 5400.7669 | 5342.1565 | 5372.8134 | 5265.8074 | 5216.4909 | 5130.4476 | 5110.0385 | 5076.592 | 5088.2735 | 5043.4378 | 5022.6134 | 4917.6542 | 4894.4234 | 4786.7948 | 4729.1639 | 4656.5995 | 4511.1593 | 4460.8388 | 4439.2846 | 4357.9749 | 4322.2217 | 4292.0584 | 4202.7171 | 4129.1158 | 4089.6418
| Steady State | 5437.3119 | 5399.5195 | 5347.8522 | 5364.3163 | 5468.2534 | 5625.7118 | 5608.1199 | 5599.9202 | 5607.7574 | 5699.6098 | 5810.3287 | 5824.3689 | 5840.1594 | 5823.6943 | 5841.3911 | 5800.485 | 5717.7461 | 5653.4286 | 5560.1847 | 5527.8874 | 5526.055 | 5525.0765 | 5524.9648 | 5540.1862 | 5553.5181
| Consumer Power | 5467.7776 | 5583.7214 | 5581.8009 | 5530.0697 | 5463.5222 | 5323.1376 | 5292.041 | 5453.5436 | 5568.2124 | 5536.0944 | 5494.7036 | 5464.0639 | 5429.8129 | 5446.2067 | 5385.9987 | 5246.7513 | 5149.6159 | 5235.8707 | 5259.3796 | 5189.8976 | 5149.352 | 5161.7272 | 5085.8269 | 5078.935 | 5100.5969
Data only goes out until 2040/41
Gas Year beginning October, finishing September

## GD8
Gas demand from the National Transmission System to Ireland
GWh/year
| Year | 2010 | 2011 | 2012 | 2013 | 2014 | 2015 | 2016 | 2017 | 2018 | 2019 | 2020 | 2021 | 2022 | 2023 | 2024 | 2025 | 2026 | 2027 | 2028 | 2029 | 2030 | 2031 | 2032 | 2033 | 2034 | 2035 | 2036 | 2037 | 2038 | 2039 | 2040 | 2041 | 2042 | 2043 | 2044 | 2045 | 2046 | 2047 | 2048 | 2049 | 2050
| History | 2010: 75355.71; 2011: 68873.37; 2012: 63795.83; 2013: 63057.7; 2014: 62077.19; 2015: 63301.0785; 2016: 39074.297
| Two Degrees | [6 empty] | 39074.297 | 30857.5542 | 35278.0919 | 39543.0628 | 46620.4889 | 53612.6375 | 54921.3272 | 58635.1582 | 63774.4512 | 67596.3781 | 70719.2075 | 73407.6059 | 75892.7521 | 78235.6448 | 80468.6855 | 82640.6762 | 84797.1638 | 86934.7737 | 88901.6319 | 90699.2898 | 92273.1004 | 93670.902 | 94881.938 | 95896.5342 | 96706.7112 | 97546.3877 | 98421.5253 | 99337.5378 | 100299.3809 | 101311.6296 | 102378.5468 | 103504.1413 | 104692.2206 | 105946.4352 | 107270.3191
| Slow Progression | [6 empty] | 39074.297 | 30527.5542 | 34698.0919 | 38183.0628 | 44210.4889 | 50352.6375 | 50551.3272 | 53215.1582 | 56984.4512 | 60366.5594 | 63382.4893 | 66122.029 | 68639.7572 | 70725.4586 | 72516.918 | 74045.6551 | 75341.0461 | 76384.9415 | 77204.8556 | 77976.0042 | 78666.517 | 79345.8597 | 79861.2778 | 80379.9387 | 80909.0404 | 81455.0097 | 81857.4152 | 82286.4049 | 82580.1184 | 82910.0069 | 83280.1272 | 83694.2799 | 84156.0618 | 84668.9106 | 85236.1448
| Steady State | [6 empty] | 39074.297 | 29457.5542 | 32908.0919 | 35973.0628 | 41300.4889 | 46772.6375 | 46341.3272 | 48215.1582 | 50954.4512 | 53837.2571 | 56323.6277 | 58510.0279 | 60449.1979 | 61988.1638 | 63245.823 | 64259.7546 | 65065.4697 | 65650.882 | 66049.3443 | 66398.8727 | 66667.4226 | 66924.2886 | 67178.5157 | 67438.0853 | 67710.0743 | 68000.7909 | 68202.326 | 68433.9981 | 68700.4588 | 69005.9804 | 69354.523 | 69749.7938 | 70195.2985 | 70694.3864 | 71250.2903
| Consumer Power | [6 empty] | 39074.297 | 30857.5542 | 35278.0919 | 39543.0628 | 46620.4889 | 53612.6375 | 54921.3272 | 58635.1582 | 63774.4512 | 67596.3781 | 71066.9305 | 74268.6857 | 77257.4398 | 80094.3301 | 82811.895 | 85459.0714 | 88081.5397 | 90676.0569 | 93090.8792 | 95327.6861 | 97331.9575 | 99151.6568 | 100776.1509 | 102195.8875 | 103403.0078 | 104631.5493 | 105887.5908 | 107176.6622 | 108503.8334 | 109873.7925 | 111290.9136 | 112759.3159 | 114282.9152 | 115865.4695 | 117510.6185

## Ind & Com demand
Industrial and Commercial Demand

## Figure 3.4
Industrial Sector's Annual Electricity Demand | Electricity Year | 2005/06 | 2006/07 | 2007/08 | 2008/09 | 2009/10 | 2010/11 | 2011/12 | 2012/13 | 2013/14 | 2014/15 | 2015/16 | 2016/17 | 2017/18 | 2018/19 | 2019/20 | 2020/21 | 2021/22 | 2022/23 | 2023/24 | 2024/25 | 2025/26 | 2026/27 | 2027/28 | 2028/29 | 2029/30 | 2030/31 | 2031/32 | 2032/33 | 2033/34 | 2034/35 | 2035/36 | 2036/37 | 2037/38 | 2038/39 | 2039/40 | 2040/41 | 2041/42 | 2042/43 | 2043/44 | 2044/45 | 2045/46 | 2046/47 | 2047/48 | 2048/49 | 2049/50 | 2050/51
| Units for Y Axis = | 2005/06: Annual Industrial electricity demand (TWh)
Electricity Year Beginning | time axis 2005-01-01 to 2050-01-01
| History | 2005-01-01: 111.312; 2006-01-01: 110.442; 2007-01-01: 112.596; 2008-01-01: 106.78; 2009-01-01: 99.812; 2010-01-01: 103.095; 2011-01-01: 100.222; 2012-01-01: 98.925; 2013-01-01: 98.454; 2014-01-01: 92.396; 2015-01-01: 89.722
| Two Degrees | [10 empty] | 89.722 | 89.296 | 88.674 | 88.128 | 87.921 | 88.291 | 89.224 | 90.188 | 90.977 | 91.492 | 91.816 | 92.279 | 93.042 | 93.547 | 93.876 | 94.088 | 94.125 | 94.235 | 94.262 | 94.361 | 94.34 | 94.552 | 94.855 | 95.123 | 95.324 | 95.592 | 95.789 | 96.008 | 96.27 | 96.649 | 96.927 | 97.175 | 97.501 | 97.855 | 98.192 | 98.632
| Slow Progression | [10 empty] | 89.722 | 89.108 | 87.828 | 86.715 | 85.997 | 85.388 | 85.103 | 84.542 | 84.488 | 84.21 | 83.724 | 83.187 | 82.805 | 82.466 | 81.937 | 81.4 | 81.025 | 80.676 | 80.399 | 79.93 | 79.472 | 78.824 | 78.412 | 77.955 | 77.541 | 77.043 | 76.432 | 75.771 | 75.16 | 74.533 | 73.889 | 73.173 | 72.459 | 71.81 | 71.085 | 70.417
| Steady State | [10 empty] | 89.692 | 89.231 | 88.361 | 87.609 | 87.113 | 86.616 | 86.454 | 86.312 | 85.93 | 85.448 | 84.95 | 84.278 | 83.697 | 83.097 | 82.273 | 81.418 | 80.742 | 80.14 | 79.507 | 78.817 | 78.125 | 77.371 | 76.737 | 76.083 | 75.41 | 74.717 | 74.036 | 73.369 | 72.74 | 72.043 | 71.35 | 70.632 | 69.902 | 69.165 | 68.429 | 67.689
| Consumer Power | [10 empty] | 89.722 | 89.371 | 88.952 | 88.584 | 88.172 | 87.582 | 87.491 | 87.156 | 87.437 | 87.474 | 87.394 | 87.217 | 87.199 | 87.197 | 86.998 | 86.809 | 86.797 | 86.768 | 86.767 | 86.607 | 86.393 | 86.144 | 86.092 | 85.999 | 85.934 | 85.876 | 85.769 | 85.675 | 85.593 | 85.518 | 85.43 | 85.307 | 85.207 | 85.073 | 84.996 | 84.844
Data in Electricity years - 2005 in the chart equates to 2005/06
Does not include sites directly connected to the transmission system (~5TWh per year)

## Figure 3.6
Commercial Sector's Annual Electricity Demand | Electricity Year | 2005/06 | 2006/07 | 2007/08 | 2008/09 | 2009/10 | 2010/11 | 2011/12 | 2012/13 | 2013/14 | 2014/15 | 2015/16 | 2016/17 | 2017/18 | 2018/19 | 2019/20 | 2020/21 | 2021/22 | 2022/23 | 2023/24 | 2024/25 | 2025/26 | 2026/27 | 2027/28 | 2028/29 | 2029/30 | 2030/31 | 2031/32 | 2032/33 | 2033/34 | 2034/35 | 2035/36 | 2036/37 | 2037/38 | 2038/39 | 2039/40 | 2040/41 | 2041/42 | 2042/43 | 2043/44 | 2044/45 | 2045/46 | 2046/47 | 2047/48 | 2048/49 | 2049/50 | 2050/51
| Units for Y Axis = | 2005/06: Annual commercial electricity demand (TWh)
Electricity Year Beginning | time axis 2005-01-01 to 2050-01-01
| History | 2005-01-01: 112.784; 2006-01-01: 111.073; 2007-01-01: 109.6; 2008-01-01: 106.688; 2009-01-01: 105.438; 2010-01-01: 104.742; 2011-01-01: 107.056; 2012-01-01: 106.561; 2013-01-01: 104.582; 2014-01-01: 98.883; 2015-01-01: 96.961
| Two Degrees | [10 empty] | 96.961 | 97.069 | 98.29 | 99.369 | 99.583 | 99.101 | 99.486 | 100.19 | 101.327 | 102.616 | 103.887 | 105.443 | 107.29 | 109.003 | 110.788 | 112.324 | 113.503 | 114.433 | 115.134 | 115.741 | 116.058 | 116.593 | 117.329 | 118.243 | 119.374 | 120.785 | 122.178 | 123.721 | 125.608 | 127.885 | 129.942 | 131.525 | 132.961 | 134.342 | 135.576 | 136.817
| Slow Progression | [10 empty] | 96.961 | 96.91 | 97.953 | 98.614 | 97.993 | 97.095 | 97.079 | 96.668 | 97.175 | 97.584 | 98.135 | 98.658 | 99.291 | 100.046 | 100.815 | 101.527 | 102.292 | 102.968 | 103.712 | 104.155 | 104.453 | 104.425 | 104.708 | 105.112 | 105.671 | 106.226 | 106.699 | 107.192 | 107.733 | 108.217 | 108.654 | 109.001 | 109.351 | 109.719 | 110.167 | 110.696
| Steady State | [10 empty] | 96.961 | 96.863 | 97.803 | 98.463 | 98.057 | 97.203 | 97.25 | 97.274 | 97.35 | 97.479 | 97.655 | 97.696 | 97.788 | 97.95 | 97.919 | 97.889 | 97.995 | 98.218 | 98.512 | 98.745 | 98.986 | 99.205 | 99.604 | 100.007 | 100.511 | 101.05 | 101.642 | 102.211 | 102.74 | 103.306 | 103.843 | 104.365 | 104.873 | 105.459 | 106.105 | 106.749
| Consumer Power | [10 empty] | 96.961 | 96.522 | 95.995 | 95.35 | 93.82 | 91.485 | 90.516 | 89.284 | 89.177 | 89.156 | 89.36 | 89.644 | 90.095 | 90.667 | 91.347 | 92.146 | 93.088 | 94.112 | 95.176 | 96.184 | 97.054 | 97.789 | 98.69 | 99.557 | 100.54 | 101.494 | 102.396 | 103.274 | 104.142 | 104.971 | 105.781 | 106.623 | 107.57 | 108.759 | 110.298 | 112.085
Data in Electricity years - 2005 in the chart equates to 2005/06

## Figure 3.7
Industrial & Commercial Demand Side Response
| Units for Y Axis = | I&C demand side response (GW)
| Year | 2010-01-01 | 2011-01-01 | 2012-01-01 | 2013-01-01 | 2014-01-01 | 2015-01-01 | 2016-01-01 | 2017-01-01 | 2018-01-01 | 2019-01-01 | 2020-01-01 | 2021-01-01 | 2022-01-01 | 2023-01-01 | 2024-01-01 | 2025-01-01 | 2026-01-01 | 2027-01-01 | 2028-01-01 | 2029-01-01 | 2030-01-01 | 2031-01-01 | 2032-01-01 | 2033-01-01 | 2034-01-01 | 2035-01-01 | 2036-01-01 | 2037-01-01 | 2038-01-01 | 2039-01-01 | 2040-01-01 | 2041-01-01 | 2042-01-01 | 2043-01-01 | 2044-01-01 | 2045-01-01 | 2046-01-01 | 2047-01-01 | 2048-01-01 | 2049-01-01 | 2050-01-01
| History | 2010-01-01: 0.5; 2011-01-01: 0.5; 2012-01-01: 0.8; 2013-01-01: 0.8; 2014-01-01: 0.9; 2015-01-01: 1.3; 2016-01-01: 1.3
| Two Degrees | [6 empty] | 1.3 | 1.8 | 1.6 | 1.2 | 1.2 | 1.6 | 1.7 | 1.9 | 2.2 | 2.4 | 2.6 | 2.9 | 3.1 | 3.2 | 3.3 | 3.5 | 3.5 | 3.6 | 3.8 | 3.9 | 3.9 | 4.1 | 4.1 | 4.2 | 4.2 | 4.3 | 4.4 | 4.4 | 4.5 | 4.6 | 4.6 | 4.7 | 4.7 | 4.8 | 4.9
| Slow Progression | [6 empty] | 1.3 | 1.3 | 1.2 | 0.8 | 0.8 | 1.1 | 1.2 | 1.3 | 1.5 | 1.6 | 1.9 | 2.2 | 2.4 | 2.5 | 2.6 | 2.7 | 2.9 | 2.9 | 3 | 3 | 3 | 3.2 | 3.2 | 3.2 | 3.2 | 3.2 | 3.2 | 3.2 | 3.2 | 3.2 | 3.1 | 3.1 | 3.1 | 3 | 3
| Steady State | [6 empty] | 1.3 | 0.8 | 0.7 | 0.3 | 0.2 | 0.4 | 0.4 | 0.5 | 0.7 | 0.8 | 0.8 | 1 | 1 | 1.1 | 1.1 | 1.2 | 1.2 | 1.2 | 1.3 | 1.5 | 1.4 | 1.4 | 1.5 | 1.5 | 1.5 | 1.5 | 1.5 | 1.5 | 1.4 | 1.4 | 1.4 | 1.4 | 1.4 | 1.3 | 1.3
| Consumer Power | [6 empty] | 1.3 | 0.9 | 0.7 | 0.3 | 0.1 | 0.3 | 0.4 | 0.4 | 0.5 | 0.5 | 0.5 | 0.6 | 0.6 | 0.7 | 0.6 | 0.6 | 0.5 | 0.5 | 0.4 | 0.5 | 0.4 | 0.3 | 0.3 | 0.3 | 0.3 | 0.3 | 0.3 | 0.3 | 0.3 | 0.4 | 0.4 | 0.4 | 0.4 | 0.4 | 0.5
This is our assessment of observed demand side response AFTER behind the meter generation and storage is taken into account
This chart appears in the FES document and the EMR ECR document

## PD1
Pure Industrial & Commercial Demand Side Response
| Units for Y Axis = | Pure I&C demand side response (GW)
| Year | 2010-01-01 | 2011-01-01 | 2012-01-01 | 2013-01-01 | 2014-01-01 | 2015-01-01 | 2016-01-01 | 2017-01-01 | 2018-01-01 | 2019-01-01 | 2020-01-01 | 2021-01-01 | 2022-01-01 | 2023-01-01 | 2024-01-01 | 2025-01-01 | 2026-01-01 | 2027-01-01 | 2028-01-01 | 2029-01-01 | 2030-01-01 | 2031-01-01 | 2032-01-01 | 2033-01-01 | 2034-01-01 | 2035-01-01 | 2036-01-01 | 2037-01-01 | 2038-01-01 | 2039-01-01 | 2040-01-01 | 2041-01-01 | 2042-01-01 | 2043-01-01 | 2044-01-01 | 2045-01-01 | 2046-01-01 | 2047-01-01 | 2048-01-01 | 2049-01-01 | 2050-01-01
| History | 2010-01-01: 0.5; 2011-01-01: 0.5; 2012-01-01: 0.8; 2013-01-01: 0.8; 2014-01-01: 0.9; 2015-01-01: 1.3; 2016-01-01: 1.3
| Two Degrees | [6 empty] | 1.3 | 2.3 | 2.4 | 2.5 | 2.7 | 3.1 | 3.2 | 3.4 | 3.6 | 3.9 | 4.2 | 4.6 | 4.9 | 5.1 | 5.2 | 5.3 | 5.4 | 5.5 | 5.6 | 5.7 | 5.8 | 5.8 | 5.9 | 6 | 6.1 | 6.1 | 6.2 | 6.3 | 6.4 | 6.4 | 6.5 | 6.6 | 6.6 | 6.7 | 6.8
| Slow Progression | [6 empty] | 1.3 | 1.8 | 1.8 | 1.9 | 2 | 2.3 | 2.4 | 2.6 | 2.7 | 2.9 | 3.1 | 3.4 | 3.5 | 3.6 | 3.7 | 3.8 | 3.9 | 4 | 4 | 4.1 | 4.2 | 4.2 | 4.3 | 4.3 | 4.4 | 4.4 | 4.4 | 4.5 | 4.5 | 4.5 | 4.6 | 4.6 | 4.6 | 4.7 | 4.7
| Steady State | [6 empty] | 1.3 | 1.3 | 1.3 | 1.4 | 1.5 | 1.7 | 1.8 | 1.8 | 1.9 | 2 | 2.2 | 2.3 | 2.4 | 2.4 | 2.5 | 2.5 | 2.6 | 2.6 | 2.6 | 2.7 | 2.7 | 2.7 | 2.8 | 2.8 | 2.8 | 2.8 | 2.8 | 2.9 | 2.9 | 2.9 | 2.9 | 2.9 | 3 | 3 | 3
| Consumer Power | [6 empty] | 1.3 | 1.4 | 1.4 | 1.5 | 1.6 | 1.9 | 2 | 2.1 | 2.3 | 2.4 | 2.6 | 2.8 | 2.9 | 3 | 3.1 | 3.2 | 3.3 | 3.3 | 3.4 | 3.4 | 3.5 | 3.5 | 3.6 | 3.6 | 3.7 | 3.7 | 3.8 | 3.8 | 3.9 | 3.9 | 3.9 | 4 | 4 | 4.1 | 4.1
This is our assessment of pure demand side response BEFORE behind the meter generation and storage is taken into account
This data appears in the FES workbook and the EMR ECR document
Data for 2010 would have been applied to Winter 2010/11, 1.3GW is our assessment of pure DSR for Winter 2016/17 etc.

## GD9
Gas: Annual Industrial demand
TWh/year
| Year | 2010 | 2011 | 2012 | 2013 | 2014 | 2015 | 2016 | 2017 | 2018 | 2019 | 2020 | 2021 | 2022 | 2023 | 2024 | 2025 | 2026 | 2027 | 2028 | 2029 | 2030 | 2031 | 2032 | 2033 | 2034 | 2035 | 2036 | 2037 | 2038 | 2039 | 2040 | 2041 | 2042 | 2043 | 2044 | 2045 | 2046 | 2047 | 2048 | 2049 | 2050
| History | 2010: 218.7687; 2011: 212.1887; 2012: 202.7218; 2013: 196.6201; 2014: 188.459; 2015: 183.9646; 2016: 187.3365
| Gas: Two Degrees | [6 empty] | 187.3365 | 186.9134 | 180.4878 | 182.1574 | 176.9228 | 176.1198 | 175.3858 | 175.234 | 176.033 | 175.8251 | 175.5995 | 175.727 | 175.076 | 172.9427 | 171.6585 | 172.0538 | 172.7609 | 173.0259 | 175.0246 | 175.1101 | 174.7532 | 174.2937 | 173.6637 | 172.3869 | 171.1129 | 170.2348 | 169.2159 | 167.9982 | 166.5417 | 164.6375 | 163.4546 | 162.168 | 160.691 | 158.7822 | 157.2797
| Gas: Slow Progression | [6 empty] | 187.3365 | 187.2886 | 179.2395 | 178.5231 | 176.4266 | 176.2686 | 174.2297 | 173.2586 | 171.7534 | 170.2997 | 168.7354 | 167.1749 | 165.7286 | 163.9925 | 162.1631 | 161.6954 | 161.057 | 159.9715 | 159.4512 | 158.4797 | 157.0471 | 154.9975 | 152.6122 | 150.2274 | 147.4271 | 144.9225 | 142.1257 | 139.4244 | 136.3416 | 133.0747 | 129.9585 | 126.7582 | 123.5348 | 119.9914 | 116.33
| Gas: Steady State | [6 empty] | 187.3365 | 189.8559 | 182.3318 | 182.5065 | 180.9519 | 180.6647 | 180.2823 | 179.6497 | 178.5606 | 177.8971 | 176.9206 | 176.1114 | 175.386 | 174.3136 | 173.2377 | 172.4503 | 171.5736 | 170.98 | 170.3311 | 169.919 | 168.8826 | 168.1837 | 167.4132 | 166.5592 | 165.706 | 164.8623 | 164.0566 | 163.3219 | 162.3341 | 161.405 | 160.3129 | 159.1661 | 157.8294 | 156.4238 | 154.8906
| Gas: Consumer Power | [6 empty] | 187.3365 | 192.9275 | 186.5004 | 189.8726 | 188.8533 | 189.9937 | 188.766 | 188.9698 | 188.6201 | 188.3097 | 187.9045 | 187.7218 | 187.5775 | 187.177 | 186.5768 | 186.6026 | 186.6556 | 187.1608 | 187.5751 | 188.2398 | 187.9483 | 188.1137 | 187.904 | 187.9091 | 187.9061 | 187.7654 | 187.6467 | 187.5649 | 187.4597 | 187.3626 | 187.1705 | 187.0272 | 186.6898 | 186.6099 | 186.2571

## GD10
Gas: Annual commercial demand
TWh/year
| Year | 2010 | 2011 | 2012 | 2013 | 2014 | 2015 | 2016 | 2017 | 2018 | 2019 | 2020 | 2021 | 2022 | 2023 | 2024 | 2025 | 2026 | 2027 | 2028 | 2029 | 2030 | 2031 | 2032 | 2033 | 2034 | 2035 | 2036 | 2037 | 2038 | 2039 | 2040 | 2041 | 2042 | 2043 | 2044 | 2045 | 2046 | 2047 | 2048 | 2049 | 2050
| History | 2010: 47.1643; 2011: 45.8505; 2012: 45.0608; 2013: 45.4203; 2014: 44.7743; 2015: 45.694; 2016: 47.4944
| Two Degrees | [6 empty] | 47.4944 | 49.7927 | 51.3583 | 53.2617 | 52.5854 | 53.521 | 54.1672 | 54.8708 | 55.8887 | 56.5713 | 57.0109 | 57.3299 | 57.1148 | 56.3833 | 55.773 | 55.8262 | 55.8187 | 55.7691 | 56.3218 | 56.0889 | 55.8224 | 55.5665 | 55.2265 | 54.7267 | 54.2055 | 53.786 | 53.32 | 52.7229 | 51.8483 | 50.9014 | 50.389 | 49.781 | 49.1611 | 48.3943 | 47.8882
| Slow Progression | [6 empty] | 47.4944 | 49.5048 | 50.9174 | 52.1642 | 52.3693 | 52.899 | 52.9243 | 53.3208 | 53.1261 | 52.8835 | 52.5915 | 52.3193 | 52.0171 | 51.6048 | 51.0806 | 50.9615 | 50.8698 | 50.4727 | 50.4517 | 50.1727 | 49.945 | 49.409 | 48.7742 | 48.0967 | 47.2869 | 46.567 | 45.7204 | 44.9006 | 43.9431 | 42.883 | 41.8972 | 40.8863 | 39.742 | 38.5189 | 37.2035
| Steady State | [6 empty] | 47.4944 | 50.8818 | 52.6703 | 54.5996 | 54.8577 | 55.5776 | 56.0466 | 56.4093 | 56.6928 | 56.8425 | 56.9493 | 57.0957 | 57.2494 | 57.2027 | 57.2587 | 57.4934 | 57.6979 | 57.858 | 58.0299 | 58.2455 | 58.4167 | 58.7174 | 58.9027 | 59.1042 | 59.3005 | 59.5058 | 59.7243 | 59.894 | 60.0635 | 60.2576 | 60.382 | 60.4864 | 60.5958 | 60.5964 | 60.5865
| Consumer Power | [6 empty] | 47.4944 | 52.6787 | 55.5222 | 59.021 | 60.1834 | 62.2387 | 63.326 | 64.7293 | 65.503 | 66.0746 | 66.3961 | 66.7878 | 67.0574 | 67.1976 | 67.1752 | 67.2618 | 67.3818 | 67.5192 | 67.7835 | 68.0356 | 68.1952 | 68.5338 | 68.5966 | 68.7017 | 68.7985 | 68.7885 | 68.7639 | 68.7776 | 68.7253 | 68.6605 | 68.5878 | 68.481 | 68.3201 | 68.2156 | 68.0052

## GD11
Gas: Annual Industrial & Commercial demand
TWh/year
| Year | 2010 | 2011 | 2012 | 2013 | 2014 | 2015 | 2016 | 2017 | 2018 | 2019 | 2020 | 2021 | 2022 | 2023 | 2024 | 2025 | 2026 | 2027 | 2028 | 2029 | 2030 | 2031 | 2032 | 2033 | 2034 | 2035 | 2036 | 2037 | 2038 | 2039 | 2040 | 2041 | 2042 | 2043 | 2044 | 2045 | 2046 | 2047 | 2048 | 2049 | 2050
| History | 2010: 265.9329; 2011: 258.0392; 2012: 247.7825; 2013: 242.0404; 2014: 233.2332; 2015: 229.6599; 2016: 234.8
| Two Degrees | [6 empty] | 234.8309 | 236.7061 | 231.8461 | 235.4191 | 229.5081 | 229.6408 | 229.553 | 230.1048 | 231.9217 | 232.3964 | 232.6105 | 233.0569 | 232.1908 | 229.326 | 227.4315 | 227.88 | 228.5796 | 228.7951 | 231.3463 | 231.1991 | 230.5756 | 229.8602 | 228.8902 | 227.1136 | 225.3183 | 224.0208 | 222.5359 | 220.721 | 218.39 | 215.5389 | 213.8436 | 211.949 | 209.8521 | 207.1765 | 205.1678
| Slow Progression | [6 empty] | 234.8309 | 236.7935 | 230.1569 | 230.6874 | 228.7959 | 229.1675 | 227.154 | 226.5794 | 224.8794 | 223.1832 | 221.3269 | 219.4942 | 217.7457 | 215.5973 | 213.2436 | 212.657 | 211.9268 | 210.4442 | 209.9029 | 208.6524 | 206.9921 | 204.4065 | 201.3864 | 198.3242 | 194.7141 | 191.4895 | 187.8461 | 184.325 | 180.2848 | 175.9578 | 171.8557 | 167.6445 | 163.2767 | 158.5102 | 153.5335
| Steady State | [6 empty] | 234.8309 | 240.7378 | 235.0021 | 237.106 | 235.8096 | 236.2423 | 236.3289 | 236.059 | 235.2534 | 234.7396 | 233.8699 | 233.2071 | 232.6354 | 231.5164 | 230.4963 | 229.9437 | 229.2715 | 228.838 | 228.361 | 228.1645 | 227.2993 | 226.9011 | 226.3159 | 225.6634 | 225.0065 | 224.3681 | 223.7809 | 223.2159 | 222.3976 | 221.6626 | 220.6949 | 219.6525 | 218.4251 | 217.0202 | 215.4771
| Consumer Power | [6 empty] | 234.8309 | 245.6062 | 242.0226 | 248.8936 | 249.0367 | 252.2324 | 252.092 | 253.6991 | 254.1231 | 254.3843 | 254.3006 | 254.5096 | 254.6349 | 254.3745 | 253.752 | 253.8644 | 254.0374 | 254.68 | 255.3586 | 256.2753 | 256.1434 | 256.6475 | 256.5005 | 256.6108 | 256.7046 | 256.5539 | 256.4106 | 256.3425 | 256.185 | 256.0232 | 255.7583 | 255.5082 | 255.0099 | 254.8255 | 254.2622

## Residential demand
Residential Demand

## Figure 3.8
Gas: Annual residential gas demand
TWh/year
|  | 2005 | 2006 | 2007 | 2008 | 2009 | 2010 | 2011 | 2012 | 2013 | 2014 | 2015 | 2016 | 2017 | 2018 | 2019 | 2020 | 2021 | 2022 | 2023 | 2024 | 2025 | 2026 | 2027 | 2028 | 2029 | 2030 | 2031 | 2032 | 2033 | 2034 | 2035 | 2036 | 2037 | 2038 | 2039 | 2040 | 2041 | 2042 | 2043 | 2044 | 2045 | 2046 | 2047 | 2048 | 2049 | 2050
| History | 2005: 404.8987; 2006: 393.0247; 2007: 380.45; 2008: 377.2644; 2009: 351.1256; 2010: 358.8288; 2011: 343.0133; 2012: 343.108; 2013: 337.3429; 2014: 321.5277; 2015: 326.8558; 2016: 332.6188
| Two Degrees | [11 empty] | 332.6188 | 328.9335 | 321.6366 | 315.2096 | 306.4654 | 296.0638 | 286.893 | 276.9687 | 266.4528 | 256.3122 | 247.2153 | 240.8205 | 233.5558 | 226.807 | 219.7113 | 212.9598 | 204.7343 | 197.9597 | 189.6004 | 185.171 | 180.7198 | 176.3753 | 163.8361 | 151.577 | 139.4591 | 123.3945 | 108.7747 | 101.8528 | 94.4233 | 76.1043 | 54.9992 | 45.0019 | 35.7459 | 34.3564 | 33.987
| Slow Progression | [11 empty] | 332.6188 | 331.589 | 330.6981 | 328.9203 | 326.7736 | 324.3409 | 321.8854 | 318.9285 | 316.0509 | 313.1518 | 309.6229 | 306.2729 | 302.8207 | 299.7935 | 296.5862 | 293.3614 | 290.1419 | 287.0811 | 283.8084 | 280.6037 | 277.4146 | 274.2134 | 271.0271 | 267.8629 | 264.722 | 261.5533 | 258.4093 | 255.373 | 252.3487 | 249.3356 | 246.381 | 243.4341 | 240.4929 | 237.5547 | 234.6394
| Steady State | [11 empty] | 332.6188 | 332.6653 | 332.5704 | 331.8868 | 330.9321 | 329.9324 | 329.6427 | 329.2666 | 328.8793 | 328.461 | 327.903 | 327.2852 | 326.6075 | 325.9094 | 325.213 | 324.4587 | 323.7725 | 323.1268 | 322.5175 | 321.9726 | 321.4851 | 321.0444 | 320.5958 | 320.1447 | 319.6943 | 319.2474 | 318.8035 | 318.4134 | 318.0201 | 317.6223 | 317.216 | 316.8007 | 316.3737 | 315.9313 | 315.4978
| Consumer Power | [11 empty] | 332.6188 | 333.365 | 333.6381 | 332.922 | 329.2821 | 325.8499 | 325.9123 | 325.9813 | 326.1261 | 326.3276 | 326.3603 | 326.3437 | 326.8401 | 327.2246 | 327.5131 | 327.5994 | 327.8561 | 328.346 | 328.7948 | 329.266 | 329.689 | 330.0983 | 330.4927 | 330.8793 | 331.2605 | 331.6336 | 332.0036 | 332.3628 | 332.7107 | 333.0464 | 333.3732 | 333.6832 | 333.9738 | 334.241 | 334.0683
Decarbonisation pulls down gas demand in the greener scenarios; in spite of population rise.

## Figure 3.10
Annual Residential Electricity Demand excluding EVs | Electricity Year | 2005/06 | 2006/07 | 2007/08 | 2008/09 | 2009/10 | 2010/11 | 2011/12 | 2012/13 | 2013/14 | 2014/15 | 2015/16 | 2016/17 | 2017/18 | 2018/19 | 2019/20 | 2020/21 | 2021/22 | 2022/23 | 2023/24 | 2024/25 | 2025/26 | 2026/27 | 2027/28 | 2028/29 | 2029/30 | 2030/31 | 2031/32 | 2032/33 | 2033/34 | 2034/35 | 2035/36 | 2036/37 | 2037/38 | 2038/39 | 2039/40 | 2040/41 | 2041/42 | 2042/43 | 2043/44 | 2044/45 | 2045/46 | 2046/47 | 2047/48 | 2048/49 | 2049/50 | 2050/51
| Units for Y Axis = | 2005/06: Residential annual electricity demand, excl EVs (TWh)
Electricity Year Beginning | time axis 2005-01-01 to 2050-01-01
| History | 2005-01-01: 123.003; 2006-01-01: 121.251; 2007-01-01: 121.387; 2008-01-01: 116.655; 2009-01-01: 115.797; 2010-01-01: 109.558; 2011-01-01: 110.86; 2012-01-01: 110.711; 2013-01-01: 109.956; 2014-01-01: 112.632; 2015-01-01: 114.429
| Two Degrees | [10 empty] | 114.429 | 114.122 | 113.692 | 112.926 | 111.784 | 110.554 | 109.2 | 108.399 | 107.36 | 107.623 | 108.232 | 108.926 | 109.323 | 109.725 | 110.131 | 111.888 | 112.022 | 112.188 | 110.279 | 108.36 | 106.443 | 106.653 | 106.837 | 106.946 | 108.152 | 109.436 | 108.581 | 108.214 | 111.752 | 116.634 | 118.334 | 119.885 | 119.18 | 118.204 | 117.25 | 116.315
| Slow Progression | [10 empty] | 114.429 | 113.9 | 113.5 | 113 | 112.5 | 111.9 | 111.3 | 110.7 | 110.3 | 110 | 109.9 | 110.1 | 110.4 | 110.8 | 111.1 | 111.7 | 112.4 | 113.1 | 113.7 | 114.3 | 115 | 115.7 | 116.6 | 117.6 | 118.7 | 119.7 | 120.7 | 121.7 | 122.6 | 123.6 | 124.6 | 125.7 | 126.8 | 128 | 129.1 | 130.2
| Steady State | [10 empty] | 114.429 | 114.5 | 114.6 | 114.7 | 114.6 | 114.4 | 114.2 | 113.9 | 113.7 | 113.6 | 113.5 | 113.6 | 113.6 | 113.8 | 114 | 114.4 | 114.9 | 115.5 | 116.2 | 116.9 | 117.6 | 118.3 | 119 | 119.6 | 120.3 | 121 | 121.9 | 122.8 | 123.8 | 124.8 | 125.8 | 126.8 | 127.9 | 129.1 | 130.4 | 131.7
| Consumer Power | [10 empty] | 114.429 | 115.3 | 116.1 | 116.9 | 117.7 | 119.4 | 121 | 121.3 | 121.7 | 122.2 | 122.8 | 123.5 | 124.1 | 124.8 | 125.4 | 126.1 | 126.9 | 127.8 | 128.7 | 129.7 | 130.9 | 132.2 | 133.4 | 134.7 | 135.9 | 137.1 | 138.4 | 139.7 | 141 | 142.4 | 143.8 | 145.3 | 146.9 | 148.8 | 150.7 | 152.8
Data in Electricity years - 2005 in the chart equates to 2005/06
Residential electricity demand excluding EV demand
Includes appliances, light, hot water, heat pumps, air conditioning and smart meter demand reductions

## Figure 3.11
Rollout of Electricity Smart Meters - Installations per year
| Units for Y Axis = | Smart meters (millions)
| Year | 2010-01-01 | 2011-01-01 | 2012-01-01 | 2013-01-01 | 2014-01-01 | 2015-01-01 | 2016-01-01 | 2017-01-01 | 2018-01-01 | 2019-01-01 | 2020-01-01 | 2021-01-01 | 2022-01-01 | 2023-01-01 | 2024-01-01 | 2025-01-01 | 2026-01-01 | 2027-01-01 | 2028-01-01 | 2029-01-01 | 2030-01-01
| History | 2012-01-01: 0.1; 2013-01-01: 0.2; 2014-01-01: 0.3; 2015-01-01: 0.7; 2016-01-01: 1.6
| Two Degrees | [6 empty] | 1.6 | 4.1 | 8.2 | 8.9 | 3.8 | 0.1 | 0.1 | 0.1 | 0.1 | 0.1 | 0.1 | 0.1 | 0.1 | 0.1 | 0.1
| Slow Progression | [6 empty] | 1.6 | 2.7 | 4.2 | 4.7 | 5.7 | 6.4 | 1.7 | 0.1 | 0.1 | 0.1 | 0.1 | 0.1 | 0.1 | 0.1 | 0.1
| Steady State | [6 empty] | 1.6 | 1.7 | 1.9 | 2.3 | 2.9 | 3.1 | 3.3 | 3.5 | 3.7 | 3.1 | 0.1 | 0.1 | 0.1 | 0.1 | 0.1
| Consumer Power | [6 empty] | 1.6 | 1.9 | 2.9 | 3.4 | 4 | 4.2 | 4.6 | 4.6 | 0.1 | 0.1 | 0.1 | 0.1 | 0.1 | 0.1 | 0.1
Historic Data from DBEIS
Forecast scenarios by National Grid

## Figure 3.12
Smart appliance and TOUT effects on residential peak demand
| Units for Y Axis = | % Demand Reduction
| Year | 2010-01-01 | 2011-01-01 | 2012-01-01 | 2013-01-01 | 2014-01-01 | 2015-01-01 | 2016-01-01 | 2017-01-01 | 2018-01-01 | 2019-01-01 | 2020-01-01 | 2021-01-01 | 2022-01-01 | 2023-01-01 | 2024-01-01 | 2025-01-01 | 2026-01-01 | 2027-01-01 | 2028-01-01 | 2029-01-01 | 2030-01-01 | 2031-01-01 | 2032-01-01 | 2033-01-01 | 2034-01-01 | 2035-01-01 | 2036-01-01 | 2037-01-01 | 2038-01-01 | 2039-01-01 | 2040-01-01 | 2041-01-01 | 2042-01-01 | 2043-01-01 | 2044-01-01 | 2045-01-01 | 2046-01-01 | 2047-01-01 | 2048-01-01 | 2049-01-01 | 2050-01-01
| Two Degrees | 0% | 0% | -0.0062% | -0.0204% | -0.0525% | -0.1257% | -0.2864% | -0.656% | -1.502% | -2.288% | -3.404% | -5.359% | -7.097% | -9.209% | -11.23% | -12.53% | -13.5% | -14.32% | -15.07% | -15.8% | -16.52% | -17.04% | -17.06% | -17.08% | -17.1% | -17.12% | -17.14% | -17.16% | -17.18% | -17.19% | -17.21% | -17.22% | -17.24% | -17.25% | -17.27% | -17.28% | -17.29% | -17.3% | -17.32% | -17.33% | -17.34%
| Slow Progression | 0% | 0% | -0.0019% | -0.0064% | -0.0166% | -0.0405% | -0.095% | -0.2026% | -0.4404% | -0.9702% | -1.392% | -1.834% | -2.451% | -3.503% | -4.658% | -5.47% | -6.103% | -6.642% | -7.146% | -7.641% | -8.14% | -8.651% | -8.992% | -9.022% | -9.05% | -9.078% | -9.104% | -9.129% | -9.154% | -9.177% | -9.199% | -9.22% | -9.241% | -9.26% | -9.28% | -9.298% | -9.316% | -9.334% | -9.351% | -9.368% | -9.385%
| Steady State | 0% | 0% | -0.0001% | -0.0005% | -0.0013% | -0.0035% | -0.0084% | -0.0187% | -0.0421% | -0.0926% | -0.2081% | -0.4628% | -0.7677% | -0.9857% | -1.157% | -1.306% | -1.447% | -1.585% | -1.724% | -1.867% | -2.015% | -2.168% | -2.204% | -2.207% | -2.209% | -2.212% | -2.214% | -2.216% | -2.218% | -2.22% | -2.222% | -2.224% | -2.226% | -2.228% | -2.229% | -2.231% | -2.232% | -2.234% | -2.235% | -2.237% | -2.238%
| Consumer Power | 0% | 0% | -0.0014% | -0.0045% | -0.0118% | -0.0295% | -0.0694% | -0.1502% | -0.3277% | -0.7126% | -0.9886% | -1.207% | -1.4% | -1.584% | -1.766% | -1.95% | -2.138% | -2.33% | -2.531% | -2.741% | -2.961% | -3.191% | -3.431% | -3.573% | -3.589% | -3.604% | -3.618% | -3.632% | -3.645% | -3.658% | -3.67% | -3.682% | -3.693% | -3.704% | -3.714% | -3.724% | -3.734% | -3.744% | -3.753% | -3.763% | -3.772%
National Grid assessment of potential impact of smart appliances, TOUTS, and consumer behaviour on residential peak demand
TOUT - Time of Use Tariff

## PD2
Smart appliance and TOUT effects on residential peak demand: GW and % Behaviour
| Electricity Year | 2010/11 | 2011/12 | 2012/13 | 2013/14 | 2014/15 | 2015/16 | 2016/17 | 2017/18 | 2018/19 | 2019/20 | 2020/21 | 2021/22 | 2022/23 | 2023/24 | 2024/25 | 2025/26 | 2026/27 | 2027/28 | 2028/29 | 2029/30 | 2030/31 | 2031/32 | 2032/33 | 2033/34 | 2034/35 | 2035/36 | 2036/37 | 2037/38 | 2038/39 | 2039/40 | 2040/41 | 2041/42 | 2042/43 | 2043/44 | 2044/45 | 2045/46 | 2046/47 | 2047/48 | 2048/49 | 2049/50 | 2050/51
Assumed Reduction at Peak - GW
| Electricity Year Beginning | 2010-01-01 | 2011-01-01 | 2012-01-01 | 2013-01-01 | 2014-01-01 | 2015-01-01 | 2016-01-01 | 2017-01-01 | 2018-01-01 | 2019-01-01 | 2020-01-01 | 2021-01-01 | 2022-01-01 | 2023-01-01 | 2024-01-01 | 2025-01-01 | 2026-01-01 | 2027-01-01 | 2028-01-01 | 2029-01-01 | 2030-01-01 | 2031-01-01 | 2032-01-01 | 2033-01-01 | 2034-01-01 | 2035-01-01 | 2036-01-01 | 2037-01-01 | 2038-01-01 | 2039-01-01 | 2040-01-01 | 2041-01-01 | 2042-01-01 | 2043-01-01 | 2044-01-01 | 2045-01-01 | 2046-01-01 | 2047-01-01 | 2048-01-01 | 2049-01-01 | 2050-01-01
| Two Degrees | 0 | 0 | 0 | 0 | 0 | 0 | -0.1 | -0.1 | -0.3 | -0.5 | -0.7 | -1.1 | -1.4 | -1.8 | -2.1 | -2.3 | -2.5 | -2.6 | -2.7 | -2.7 | -2.8 | -2.9 | -2.8 | -2.8 | -2.7 | -2.6 | -2.6 | -2.5 | -2.5 | -2.4 | -2.4 | -2.3 | -2.3 | -2.3 | -2.2 | -2.2 | -2.2 | -2.2 | -2.2 | -2.2 | -2.2
| Slow Progression | 0 | 0 | 0 | 0 | 0 | 0 | 0 | 0 | -0.1 | -0.2 | -0.3 | -0.4 | -0.5 | -0.7 | -0.9 | -1.1 | -1.2 | -1.3 | -1.4 | -1.5 | -1.6 | -1.7 | -1.7 | -1.7 | -1.7 | -1.7 | -1.7 | -1.7 | -1.7 | -1.7 | -1.7 | -1.7 | -1.8 | -1.8 | -1.8 | -1.8 | -1.8 | -1.8 | -1.8 | -1.8 | -1.8
| Steady State | 0 | 0 | 0 | 0 | 0 | 0 | 0 | 0 | 0 | 0 | 0 | -0.1 | -0.2 | -0.2 | -0.2 | -0.3 | -0.3 | -0.3 | -0.4 | -0.4 | -0.4 | -0.4 | -0.5 | -0.5 | -0.5 | -0.5 | -0.5 | -0.5 | -0.5 | -0.5 | -0.5 | -0.5 | -0.5 | -0.5 | -0.5 | -0.5 | -0.5 | -0.5 | -0.5 | -0.5 | -0.5
| Consumer Power | 0 | 0 | 0 | 0 | 0 | 0 | 0 | 0 | -0.1 | -0.2 | -0.2 | -0.3 | -0.3 | -0.4 | -0.4 | -0.4 | -0.5 | -0.5 | -0.6 | -0.6 | -0.7 | -0.7 | -0.8 | -0.8 | -0.8 | -0.9 | -0.9 | -0.9 | -0.9 | -0.9 | -0.9 | -0.9 | -0.9 | -0.9 | -0.9 | -0.9 | -0.9 | -0.9 | -0.9 | -0.9 | -0.9
(Residential) Consumer Engagement with smart technology, time of use tariffs
| Calendar Year | 2010-01-01 | 2011-01-01 | 2012-01-01 | 2013-01-01 | 2014-01-01 | 2015-01-01 | 2016-01-01 | 2017-01-01 | 2018-01-01 | 2019-01-01 | 2020-01-01 | 2021-01-01 | 2022-01-01 | 2023-01-01 | 2024-01-01 | 2025-01-01 | 2026-01-01 | 2027-01-01 | 2028-01-01 | 2029-01-01 | 2030-01-01 | 2031-01-01 | 2032-01-01 | 2033-01-01 | 2034-01-01 | 2035-01-01 | 2036-01-01 | 2037-01-01 | 2038-01-01 | 2039-01-01 | 2040-01-01 | 2041-01-01 | 2042-01-01 | 2043-01-01 | 2044-01-01 | 2045-01-01 | 2046-01-01 | 2047-01-01 | 2048-01-01 | 2049-01-01 | 2050-01-01
| Two Degrees |  |  | 11% | 12% | 13% | 14% | 15% | 16% | 18% | 21% | 27% | 40% | 49% | 61% | 71% | 76% | 79% | 81% | 81% | 82% | 82% | 83% | 83% | 83% | 83% | 83% | 84% | 84% | 84% | 84% | 84% | 84% | 84% | 85% | 85% | 85% | 85% | 85% | 85% | 85% | 85%
| Slow Progression |  |  | 11% | 12% | 13% | 14% | 15% | 15% | 16% | 16% | 18% | 20% | 24% | 32% | 40% | 44% | 47% | 48% | 49% | 50% | 51% | 51% | 52% | 52% | 53% | 53% | 53% | 54% | 54% | 54% | 55% | 55% | 55% | 56% | 56% | 56% | 56% | 57% | 57% | 57% | 58%
| Steady State |  |  | 11% | 12% | 13% | 14% | 15% | 15% | 15% | 15% | 15% | 15% | 16% | 16% | 16% | 16% | 16% | 16% | 16% | 17% | 17% | 17% | 17% | 17% | 17% | 17% | 17% | 17% | 17% | 17% | 18% | 18% | 18% | 18% | 18% | 18% | 18% | 18% | 18% | 18% | 18%
| Consumer Power |  |  | 11% | 12% | 13% | 14% | 15% | 15% | 15% | 15% | 16% | 16% | 17% | 18% | 18% | 19% | 19% | 20% | 20% | 21% | 21% | 21% | 22% | 22% | 22% | 23% | 23% | 23% | 24% | 24% | 24% | 24% | 25% | 25% | 25% | 25% | 26% | 26% | 26% | 26% | 26%
National Grid assessment of potential impact of smart appliances, TOUT and consumer behaviour on residential peak demand
National Grid scenarios on %age population engagement ("Consumer Engagement") with smart technology, time of use tariffs and energy saving
Residential GW peak reductions fall in Two Degrees as underlying energy efficiency reduces the amount of DSR which can occur
Residential GW peak reductions fall in Two Degrees as underlying energy efficiency reduces the amount of DSR which can occur
TOUT - Time of Use Tariff

## PD3
Electricity: Annual demand breakdown (Non Transmission Generation not deducted)
| Electricity Year Beginning | 2005/06 | 2006/07 | 2007/08 | 2008/09 | 2009/10 | 2010/11 | 2011/12 | 2012/13 | 2013/14 | 2014/15 | 2015/16 | 2016/17 | 2017/18 | 2018/19 | 2019/20 | 2020/21 | 2021/22 | 2022/23 | 2023/24 | 2024/25 | 2025/26 | 2026/27 | 2027/28 | 2028/29 | 2029/30 | 2030/31 | 2031/32 | 2032/33 | 2033/34 | 2034/35 | 2035/36 | 2036/37 | 2037/38 | 2038/39 | 2039/40 | 2040/41 | 2041/42 | 2042/43 | 2043/44 | 2044/45 | 2045/46 | 2046/47 | 2047/48 | 2048/49 | 2049/50 | 2050/51
History
TWh
Electricity Year Beginning | time axis 2005-01-01 to 2050-01-01
| Residential Demand with new technologies | 2005-01-01: 123.003; 2006-01-01: 121.251; 2007-01-01: 121.387; 2008-01-01: 116.655; 2009-01-01: 115.797; 2010-01-01: 109.56; 2011-01-01: 110.864; 2012-01-01: 110.719; 2013-01-01: 109.97; 2014-01-01: 112.677; 2015-01-01: 114.537
| Industrial Demand inc directs | 2005-01-01: 118.312; 2006-01-01: 117.792; 2007-01-01: 118.775; 2008-01-01: 112.96; 2009-01-01: 104.872; 2010-01-01: 108.095; 2011-01-01: 105.222; 2012-01-01: 103.925; 2013-01-01: 103.454; 2014-01-01: 97.396; 2015-01-01: 94.722
| Commercial Demand inc EVs | 2005-01-01: 112.784; 2006-01-01: 111.073; 2007-01-01: 109.6; 2008-01-01: 106.688; 2009-01-01: 105.438; 2010-01-01: 104.742; 2011-01-01: 107.056; 2012-01-01: 106.561; 2013-01-01: 104.582; 2014-01-01: 98.883; 2015-01-01: 96.961
| Transmission & Distribution Losses | 2005-01-01: 22.558; 2006-01-01: 22.044; 2007-01-01: 22.537; 2008-01-01: 23.34; 2009-01-01: 24.989; 2010-01-01: 23.792; 2011-01-01: 23.346; 2012-01-01: 24.535; 2013-01-01: 23.281; 2014-01-01: 24.546; 2015-01-01: 23.128
| Total | 2005-01-01: 376.657; 2006-01-01: 372.16; 2007-01-01: 372.299; 2008-01-01: 359.643; 2009-01-01: 351.096; 2010-01-01: 346.189; 2011-01-01: 346.488; 2012-01-01: 345.74; 2013-01-01: 341.287; 2014-01-01: 333.502; 2015-01-01: 329.348
Two Degrees
TWh
Electricity Year Beginning | time axis 2005-01-01 to 2050-01-01
| Residential Demand with new technologies | [10 empty] | 114.537 | 114.606 | 114.711 | 114.602 | 114.223 | 113.838 | 113.435 | 113.629 | 113.59 | 114.828 | 116.37 | 117.924 | 119.108 | 120.224 | 121.269 | 123.59 | 124.232 | 124.704 | 122.913 | 120.942 | 118.822 | 118.886 | 118.988 | 119.096 | 120.398 | 121.875 | 121.222 | 121.043 | 124.727 | 129.688 | 131.387 | 132.817 | 131.884 | 130.591 | 129.249 | 127.874
| Industrial Demand inc directs | [10 empty] | 94.722 | 94.296 | 93.674 | 93.128 | 92.921 | 93.291 | 94.224 | 95.188 | 95.977 | 96.492 | 96.816 | 97.279 | 98.042 | 98.547 | 98.876 | 99.088 | 99.125 | 99.235 | 99.262 | 99.361 | 99.34 | 99.552 | 99.855 | 100.123 | 100.324 | 100.592 | 100.789 | 101.008 | 101.27 | 101.649 | 101.927 | 102.175 | 102.501 | 102.855 | 103.192 | 103.632
| Commercial Demand inc EVs | [10 empty] | 96.961 | 97.069 | 98.29 | 99.369 | 99.583 | 99.101 | 99.486 | 100.19 | 101.327 | 102.616 | 103.887 | 105.443 | 107.29 | 109.003 | 110.788 | 112.324 | 113.503 | 114.433 | 115.134 | 115.741 | 116.058 | 116.593 | 117.329 | 118.243 | 119.374 | 120.785 | 122.178 | 123.721 | 125.608 | 127.885 | 129.942 | 131.525 | 132.961 | 134.342 | 135.576 | 136.817
| Transmission & Distribution Losses | [10 empty] | 23.128 | 22.081 | 21.933 | 21.863 | 21.752 | 21.609 | 21.616 | 21.676 | 21.73 | 21.865 | 21.984 | 22.145 | 22.327 | 22.465 | 22.593 | 22.781 | 22.81 | 22.813 | 22.61 | 22.384 | 22.125 | 22.089 | 22.1 | 22.13 | 22.27 | 22.46 | 22.48 | 22.542 | 22.939 | 23.479 | 23.736 | 23.934 | 23.945 | 23.929 | 23.894 | 23.869
| Total | [10 empty] | 329.348 | 328.052 | 328.608 | 328.962 | 328.479 | 327.839 | 328.761 | 330.683 | 332.624 | 335.801 | 339.057 | 342.791 | 346.767 | 350.239 | 353.526 | 357.783 | 359.67 | 361.185 | 359.919 | 358.428 | 356.345 | 357.12 | 358.272 | 359.592 | 362.366 | 365.712 | 366.669 | 368.314 | 374.544 | 382.701 | 386.992 | 390.451 | 391.291 | 391.717 | 391.911 | 392.192
Slow Progression
TWh
Electricity Year Beginning | time axis 2005-01-01 to 2050-01-01
| Residential Demand with new technologies | [10 empty] | 114.537 | 114.066 | 113.766 | 113.465 | 113.06 | 112.566 | 112.293 | 112.143 | 112.304 | 112.637 | 113.213 | 114.28 | 115.549 | 117.012 | 118.423 | 120.092 | 121.57 | 122.868 | 123.883 | 124.784 | 125.512 | 126.471 | 127.542 | 128.765 | 130.038 | 131.346 | 132.646 | 133.932 | 135.188 | 136.397 | 137.575 | 138.797 | 140.041 | 141.282 | 142.557 | 143.885
| Industrial Demand inc directs | [10 empty] | 94.722 | 94.108 | 92.828 | 91.715 | 90.997 | 90.388 | 90.103 | 89.542 | 89.488 | 89.21 | 88.724 | 88.187 | 87.805 | 87.466 | 86.937 | 86.4 | 86.025 | 85.676 | 85.399 | 84.93 | 84.472 | 83.824 | 83.412 | 82.955 | 82.541 | 82.043 | 81.432 | 80.771 | 80.16 | 79.533 | 78.889 | 78.173 | 77.459 | 76.81 | 76.085 | 75.417
| Commercial Demand inc EVs | [10 empty] | 96.961 | 96.91 | 97.953 | 98.614 | 97.993 | 97.095 | 97.079 | 96.668 | 97.175 | 97.584 | 98.135 | 98.658 | 99.291 | 100.046 | 100.815 | 101.527 | 102.292 | 102.968 | 103.712 | 104.155 | 104.453 | 104.425 | 104.708 | 105.112 | 105.671 | 106.226 | 106.699 | 107.192 | 107.733 | 108.217 | 108.654 | 109.001 | 109.351 | 109.719 | 110.167 | 110.696
| Transmission & Distribution Losses | [10 empty] | 23.128 | 22.011 | 21.793 | 21.627 | 21.416 | 21.163 | 21.035 | 20.84 | 20.789 | 20.722 | 20.646 | 20.594 | 20.571 | 20.583 | 20.556 | 20.538 | 20.549 | 20.541 | 20.514 | 20.454 | 20.383 | 20.297 | 20.276 | 20.287 | 20.321 | 20.354 | 20.37 | 20.376 | 20.389 | 20.388 | 20.375 | 20.349 | 20.322 | 20.303 | 20.283 | 20.28
| Total | [10 empty] | 329.348 | 327.095 | 326.34 | 325.421 | 323.466 | 321.212 | 320.51 | 319.193 | 319.756 | 320.153 | 320.718 | 321.719 | 323.216 | 325.107 | 326.731 | 328.557 | 330.436 | 332.053 | 333.508 | 334.323 | 334.82 | 335.017 | 335.938 | 337.119 | 338.571 | 339.969 | 341.147 | 342.271 | 343.47 | 344.535 | 345.493 | 346.32 | 347.173 | 348.114 | 349.092 | 350.278
Steady State
TWh
Electricity Year Beginning | time axis 2005-01-01 to 2050-01-01
| Residential Demand with new technologies | [10 empty] | 114.537 | 114.677 | 114.821 | 115.037 | 115.099 | 115.078 | 115.107 | 114.956 | 114.955 | 115.077 | 115.258 | 115.51 | 115.804 | 116.149 | 116.635 | 117.224 | 117.922 | 118.809 | 119.79 | 120.781 | 121.763 | 122.81 | 123.846 | 124.915 | 126.006 | 127.155 | 128.478 | 129.854 | 131.221 | 132.576 | 133.922 | 135.264 | 136.629 | 138.104 | 139.802 | 141.654
| Industrial Demand inc directs | [10 empty] | 94.692 | 94.231 | 93.361 | 92.609 | 92.113 | 91.616 | 91.454 | 91.312 | 90.93 | 90.448 | 89.95 | 89.278 | 88.697 | 88.097 | 87.273 | 86.418 | 85.742 | 85.14 | 84.507 | 83.817 | 83.125 | 82.371 | 81.737 | 81.083 | 80.41 | 79.717 | 79.036 | 78.369 | 77.74 | 77.043 | 76.35 | 75.632 | 74.902 | 74.165 | 73.429 | 72.689
| Commercial Demand inc EVs | [10 empty] | 96.928 | 96.863 | 97.803 | 98.463 | 98.057 | 97.203 | 97.25 | 97.274 | 97.35 | 97.479 | 97.655 | 97.696 | 97.788 | 97.95 | 97.919 | 97.889 | 97.995 | 98.218 | 98.512 | 98.745 | 98.986 | 99.205 | 99.604 | 100.007 | 100.511 | 101.05 | 101.642 | 102.211 | 102.74 | 103.306 | 103.843 | 104.365 | 104.873 | 105.459 | 106.105 | 106.749
| Transmission & Distribution Losses | [10 empty] | 23.128 | 22.066 | 21.938 | 21.873 | 21.765 | 21.629 | 21.597 | 21.542 | 21.485 | 21.432 | 21.383 | 21.307 | 21.249 | 21.201 | 21.121 | 21.042 | 21.01 | 21.012 | 21.028 | 21.027 | 21.034 | 21.031 | 21.076 | 21.128 | 21.185 | 21.244 | 21.324 | 21.402 | 21.476 | 21.546 | 21.61 | 21.67 | 21.725 | 21.793 | 21.88 | 21.974
| Total | [10 empty] | 329.285 | 327.837 | 327.923 | 327.982 | 327.034 | 325.526 | 325.408 | 325.084 | 324.72 | 324.436 | 324.246 | 323.791 | 323.538 | 323.397 | 322.948 | 322.573 | 322.669 | 323.179 | 323.837 | 324.37 | 324.908 | 325.417 | 326.263 | 327.133 | 328.112 | 329.166 | 330.48 | 331.836 | 333.177 | 334.471 | 335.725 | 336.931 | 338.129 | 339.521 | 341.216 | 343.066
Consumer Power
TWh
Electricity Year Beginning | time axis 2005-01-01 to 2050-01-01
| Residential Demand with new technologies | [10 empty] | 114.537 | 115.498 | 116.391 | 117.321 | 118.253 | 120.059 | 121.81 | 122.37 | 123.129 | 124.001 | 125.018 | 126.202 | 127.487 | 128.927 | 130.535 | 132.353 | 134.235 | 136.336 | 138.561 | 140.956 | 143.618 | 146.282 | 148.842 | 151.301 | 153.66 | 155.949 | 158.119 | 160.191 | 162.2 | 164.19 | 166.214 | 168.318 | 170.722 | 173.724 | 177.355 | 181.614
| Industrial Demand inc directs | [10 empty] | 94.722 | 94.371 | 93.952 | 93.584 | 93.172 | 92.582 | 92.491 | 92.156 | 92.437 | 92.474 | 92.394 | 92.217 | 92.199 | 92.197 | 91.998 | 91.809 | 91.797 | 91.768 | 91.767 | 91.607 | 91.393 | 91.144 | 91.092 | 90.999 | 90.934 | 90.876 | 90.769 | 90.675 | 90.593 | 90.518 | 90.43 | 90.307 | 90.207 | 90.073 | 89.996 | 89.844
| Commercial Demand inc EVs | [10 empty] | 96.961 | 96.522 | 95.995 | 95.35 | 93.82 | 91.485 | 90.516 | 89.284 | 89.177 | 89.156 | 89.36 | 89.644 | 90.095 | 90.667 | 91.347 | 92.146 | 93.088 | 94.112 | 95.176 | 96.184 | 97.054 | 97.789 | 98.69 | 99.557 | 100.54 | 101.494 | 102.396 | 103.274 | 104.142 | 104.971 | 105.781 | 106.623 | 107.57 | 108.759 | 110.298 | 112.085
| Transmission & Distribution Losses | [10 empty] | 23.128 | 22.114 | 21.907 | 21.766 | 21.58 | 21.344 | 21.25 | 20.982 | 20.872 | 20.748 | 20.62 | 20.509 | 20.428 | 20.344 | 20.253 | 20.191 | 20.195 | 20.213 | 20.227 | 20.253 | 20.303 | 20.36 | 20.465 | 20.561 | 20.666 | 20.773 | 20.874 | 20.968 | 21.059 | 21.146 | 21.234 | 21.328 | 21.457 | 21.649 | 21.925 | 22.264
| Total | [10 empty] | 329.348 | 328.505 | 328.245 | 328.021 | 326.825 | 325.47 | 326.067 | 324.792 | 325.615 | 326.379 | 327.392 | 328.572 | 330.209 | 332.135 | 334.133 | 336.499 | 339.315 | 342.429 | 345.731 | 349 | 352.368 | 355.575 | 359.089 | 362.418 | 365.8 | 369.092 | 372.158 | 375.108 | 377.994 | 380.825 | 383.659 | 386.576 | 389.956 | 394.205 | 399.574 | 405.807
Data in Electricity years - 2005 in the chart equates to 2005/06
Shown above is National Grid's view of underlying weather corrected consumer demand, before reduction by on-site and behind the meter generation
Demand from generators (station demand), pumping demand (pumped hydro storage sites) and electricity storage (mostly batteries) is not included in the numbers above
Residential demand includes appliances, light, resistive heat, hot water, heat pumps, EV, Smart meter reduction, air conditioners
Industrial demand includes sites directly connected to the transmission system ~5TWh/year
Commercial demand includes commercial EVs
Generation output and storage is not deducted from these figures - this is a view of underlying demand
Numbers may not match other publications due to data source differences and generation output assumptions
Note residential data in other models are calibrated to these numbers, so the totals from other tables will not completely align to the data above.

## PD4
Electricity: Annual demand Components (differs from other tables due to calibration and rounding)
| Electricity Year Beginning | 2005/06 | 2006/07 | 2007/08 | 2008/09 | 2009/10 | 2010/11 | 2011/12 | 2012/13 | 2013/14 | 2014/15 | 2015/16 | 2016/17 | 2017/18 | 2018/19 | 2019/20 | 2020/21 | 2021/22 | 2022/23 | 2023/24 | 2024/25 | 2025/26 | 2026/27 | 2027/28 | 2028/29 | 2029/30 | 2030/31 | 2031/32 | 2032/33 | 2033/34 | 2034/35 | 2035/36 | 2036/37 | 2037/38 | 2038/39 | 2039/40 | 2040/41 | 2041/42 | 2042/43 | 2043/44 | 2044/45 | 2045/46 | 2046/47 | 2047/48 | 2048/49 | 2049/50 | 2050/51
| History | 2005/06: TWh
Electricity Year Beginning | time axis 2005-01-01 to 2050-01-01
Residential Demand
| Appliances | 2005-01-01: 71.445; 2006-01-01: 72.011; 2007-01-01: 73.462; 2008-01-01: 69.781; 2009-01-01: 66.384; 2010-01-01: 64.455; 2011-01-01: 68.708; 2012-01-01: 67.576; 2013-01-01: 67.693; 2014-01-01: 70.249; 2015-01-01: 74.581
| Resistive Heat | 2005-01-01: 20.157; 2006-01-01: 18.509; 2007-01-01: 15.072; 2008-01-01: 13.471; 2009-01-01: 27.044; 2010-01-01: 25.266; 2011-01-01: 20.78; 2012-01-01: 21.363; 2013-01-01: 22.178; 2014-01-01: 25.506; 2015-01-01: 21.99
| Resistive Hot Water | 2005-01-01: 12.969; 2006-01-01: 12.332; 2007-01-01: 14.39; 2008-01-01: 16.643; 2009-01-01: 7.637; 2010-01-01: 6.836; 2011-01-01: 8.681; 2012-01-01: 9.986; 2013-01-01: 8.519; 2014-01-01: 4.943; 2015-01-01: 5.361
| Light | 2005-01-01: 18.432; 2006-01-01: 18.399; 2007-01-01: 18.463; 2008-01-01: 16.76; 2009-01-01: 14.731; 2010-01-01: 13.002; 2011-01-01: 12.695; 2012-01-01: 11.794; 2013-01-01: 11.579; 2014-01-01: 11.979; 2015-01-01: 12.605
| Smart Metering - Demand Reduction | 2005-01-01: 0; 2006-01-01: 0; 2007-01-01: 0; 2008-01-01: 0; 2009-01-01: 0; 2010-01-01: 0; 2011-01-01: 0; 2012-01-01: -0.487; 2013-01-01: -0.528; 2014-01-01: -0.586; 2015-01-01: -0.641
| Heat Pumps | 2005-01-01: 0; 2006-01-01: 0; 2007-01-01: 0; 2008-01-01: 0; 2009-01-01: 0; 2010-01-01: 0; 2011-01-01: 0; 2012-01-01: 0; 2013-01-01: 0; 2014-01-01: 0; 2015-01-01: 0.401
| Electric Vehicles (EVs) | 2005-01-01: 0; 2006-01-01: 0; 2007-01-01: 0; 2008-01-01: 0; 2009-01-01: 0; 2010-01-01: 0.002; 2011-01-01: 0.004; 2012-01-01: 0.008; 2013-01-01: 0.014; 2014-01-01: 0.045; 2015-01-01: 0.108
| Air Conditioning | 2005-01-01: 0; 2006-01-01: 0; 2007-01-01: 0; 2008-01-01: 0; 2009-01-01: 0; 2010-01-01: 0; 2011-01-01: 0; 2012-01-01: 0; 2013-01-01: 0.14; 2014-01-01: 0.141; 2015-01-01: 0.142
| Underlying Residential Demand | 2005-01-01: 123.003; 2006-01-01: 121.251; 2007-01-01: 121.387; 2008-01-01: 116.655; 2009-01-01: 115.796; 2010-01-01: 109.561; 2011-01-01: 110.868; 2012-01-01: 110.24; 2013-01-01: 109.595; 2014-01-01: 112.277; 2015-01-01: 114.547
Industrial Demand
| Underlying Industrial Demand + Directs | 2005-01-01: 118.312; 2006-01-01: 117.792; 2007-01-01: 118.775; 2008-01-01: 112.96; 2009-01-01: 104.872; 2010-01-01: 108.095; 2011-01-01: 105.222; 2012-01-01: 103.925; 2013-01-01: 103.454; 2014-01-01: 97.396; 2015-01-01: 94.722
Commercial / Other Demand
| Underlying Commercial Demand | 2005-01-01: 112.784; 2006-01-01: 111.073; 2007-01-01: 109.6; 2008-01-01: 106.688; 2009-01-01: 105.438; 2010-01-01: 104.742; 2011-01-01: 107.056; 2012-01-01: 106.561; 2013-01-01: 104.582; 2014-01-01: 98.883; 2015-01-01: 96.961
| Commercial EVs (Subset of above) | 2005-01-01: 0; 2006-01-01: 0; 2007-01-01: 0; 2008-01-01: 0; 2009-01-01: 0; 2010-01-01: 0; 2011-01-01: 0; 2012-01-01: 0; 2013-01-01: 0; 2014-01-01: 0; 2015-01-01: 0
| Transmission and Distribution Losses | 2005-01-01: 22.558; 2006-01-01: 22.044; 2007-01-01: 22.537; 2008-01-01: 23.34; 2009-01-01: 24.989; 2010-01-01: 23.792; 2011-01-01: 23.346; 2012-01-01: 24.535; 2013-01-01: 23.281; 2014-01-01: 24.546; 2015-01-01: 23.128
| Total Annual Demand | 2005-01-01: 376.657; 2006-01-01: 372.16; 2007-01-01: 372.299; 2008-01-01: 359.643; 2009-01-01: 351.095; 2010-01-01: 346.19; 2011-01-01: 346.492; 2012-01-01: 345.261; 2013-01-01: 340.912; 2014-01-01: 333.102; 2015-01-01: 329.358
| Two Degrees | 2005-01-01: TWh
Electricity Year Beginning | time axis 2005-01-01 to 2050-01-01
Residential Demand
| Appliances | [10 empty] | 74.581 | 74.267 | 73.939 | 73.209 | 71.649 | 70.108 | 68.527 | 66.739 | 64.475 | 62.365 | 60.365 | 58.508 | 56.82 | 55.322 | 54.027 | 53.053 | 52.062 | 51.112 | 50.213 | 49.358 | 48.539 | 47.759 | 47.017 | 46.298 | 45.607 | 45.022 | 44.636 | 44.261 | 43.903 | 43.559 | 43.226 | 42.904 | 42.593 | 42.293 | 42.003 | 41.723
| Resistive Heat | [10 empty] | 21.99 | 22.148 | 22.076 | 21.83 | 21.506 | 21.024 | 20.549 | 20.083 | 19.901 | 20.329 | 20.709 | 21.026 | 21.287 | 21.5 | 21.628 | 21.615 | 21.61 | 21.244 | 19.986 | 18.735 | 17.474 | 16.174 | 14.894 | 13.52 | 12.024 | 10.914 | 9.751 | 8.73 | 8.301 | 8.232 | 8.242 | 8.231 | 8.223 | 8.22 | 8.218 | 8.216
| Resistive Hot Water | [10 empty] | 5.361 | 5.453 | 5.543 | 5.62 | 5.671 | 5.667 | 5.667 | 5.673 | 5.778 | 6.116 | 6.448 | 6.777 | 7.093 | 7.396 | 7.763 | 8.196 | 8.3 | 8.275 | 8.016 | 7.72 | 7.428 | 7.143 | 6.824 | 6.441 | 5.986 | 5.647 | 5.209 | 4.837 | 4.833 | 5.031 | 5.255 | 5.469 | 5.494 | 5.601 | 5.71 | 5.819
| Light | [10 empty] | 12.605 | 12.121 | 11.653 | 11.281 | 10.951 | 10.611 | 10.263 | 9.946 | 9.698 | 9.442 | 9.177 | 8.903 | 8.621 | 8.329 | 8.029 | 7.721 | 7.404 | 7.078 | 6.744 | 6.402 | 6.052 | 5.693 | 5.38 | 5.216 | 5.093 | 4.963 | 4.824 | 4.678 | 4.524 | 4.362 | 4.228 | 4.208 | 4.25 | 4.291 | 4.332 | 4.375
| Smart Metering - Demand Reduction | [10 empty] | -0.641 | -0.684 | -0.744 | -0.804 | -0.93 | -1.179 | -1.668 | -2.027 | -2.44 | -2.801 | -2.958 | -3.015 | -3.025 | -3.015 | -2.997 | -2.981 | -2.951 | -2.904 | -2.82 | -2.735 | -2.65 | -2.565 | -2.481 | -2.397 | -2.308 | -2.24 | -2.172 | -2.11 | -2.082 | -2.072 | -2.067 | -2.065 | -2.06 | -2.057 | -2.055 | -2.053
| Heat Pumps | [10 empty] | 0.401 | 0.672 | 1.082 | 1.645 | 2.791 | 4.177 | 5.713 | 7.837 | 9.799 | 12.022 | 14.34 | 16.576 | 18.376 | 20.041 | 21.528 | 24.13 | 25.442 | 27.229 | 27.986 | 28.724 | 29.445 | 32.291 | 35.046 | 37.71 | 41.592 | 44.97 | 46.175 | 47.66 | 52.114 | 57.362 | 59.289 | 60.977 | 60.519 | 59.694 | 58.879 | 58.074
| Electric Vehicles (EVs) | [10 empty] | 0.108 | 0.484 | 1.019 | 1.676 | 2.439 | 3.284 | 4.235 | 5.23 | 6.23 | 7.205 | 8.138 | 8.998 | 9.785 | 10.499 | 11.138 | 11.702 | 12.21 | 12.516 | 12.634 | 12.582 | 12.379 | 12.233 | 12.151 | 12.15 | 12.246 | 12.439 | 12.641 | 12.829 | 12.975 | 13.054 | 13.053 | 12.932 | 12.704 | 12.387 | 11.999 | 11.559
| Air Conditioning | [10 empty] | 0.142 | 0.143 | 0.144 | 0.145 | 0.146 | 0.147 | 0.148 | 0.148 | 0.149 | 0.15 | 0.15 | 0.151 | 0.152 | 0.152 | 0.153 | 0.153 | 0.154 | 0.155 | 0.155 | 0.156 | 0.156 | 0.156 | 0.157 | 0.157 | 0.158 | 0.158 | 0.159 | 0.159 | 0.159 | 0.16 | 0.16 | 0.161 | 0.161 | 0.161 | 0.162 | 0.162
| Underlying Residential Demand | [10 empty] | 114.547 | 114.604 | 114.712 | 114.602 | 114.223 | 113.839 | 113.434 | 113.629 | 113.59 | 114.828 | 116.369 | 117.924 | 119.109 | 120.224 | 121.269 | 123.589 | 124.231 | 124.705 | 122.914 | 120.942 | 118.823 | 118.884 | 118.988 | 119.095 | 120.398 | 121.873 | 121.223 | 121.044 | 124.727 | 129.688 | 131.386 | 132.817 | 131.884 | 130.59 | 129.248 | 127.875
Industrial Demand
| Underlying Industrial Demand | [10 empty] | 94.722 | 94.296 | 93.674 | 93.128 | 92.921 | 93.291 | 94.224 | 95.188 | 95.977 | 96.492 | 96.816 | 97.279 | 98.042 | 98.547 | 98.876 | 99.088 | 99.125 | 99.235 | 99.262 | 99.361 | 99.34 | 99.552 | 99.855 | 100.123 | 100.324 | 100.592 | 100.789 | 101.008 | 101.27 | 101.649 | 101.927 | 102.175 | 102.501 | 102.855 | 103.192 | 103.632
Commercial / Other Demand
| Underlying Commercial Demand | [10 empty] | 96.961 | 97.069 | 98.29 | 99.369 | 99.583 | 99.101 | 99.486 | 100.19 | 101.327 | 102.616 | 103.887 | 105.443 | 107.29 | 109.003 | 110.788 | 112.324 | 113.503 | 114.433 | 115.134 | 115.741 | 116.058 | 116.593 | 117.329 | 118.243 | 119.374 | 120.785 | 122.178 | 123.721 | 125.608 | 127.885 | 129.942 | 131.525 | 132.961 | 134.342 | 135.576 | 136.817
| Commercial EVs (Subset of above) | [10 empty] | 0 | 0.249 | 0.525 | 0.864 | 1.257 | 1.692 | 2.29 | 2.967 | 3.706 | 4.491 | 5.313 | 6.15 | 6.999 | 7.856 | 8.716 | 9.575 | 10.443 | 11.188 | 11.803 | 12.283 | 12.629 | 13.042 | 13.538 | 14.149 | 14.907 | 15.831 | 16.825 | 17.862 | 18.904 | 19.911 | 20.851 | 21.645 | 22.293 | 22.802 | 23.189 | 23.467
| Transmission and Distribution Losses | [10 empty] | 23.128 | 22.081 | 21.933 | 21.863 | 21.752 | 21.609 | 21.616 | 21.676 | 21.73 | 21.865 | 21.984 | 22.145 | 22.327 | 22.465 | 22.593 | 22.781 | 22.81 | 22.813 | 22.61 | 22.384 | 22.125 | 22.089 | 22.1 | 22.13 | 22.27 | 22.46 | 22.48 | 22.542 | 22.939 | 23.479 | 23.736 | 23.934 | 23.945 | 23.929 | 23.894 | 23.869
| Total Annual Demand | [10 empty] | 329.358 | 328.05 | 328.609 | 328.962 | 328.479 | 327.84 | 328.76 | 330.683 | 332.624 | 335.801 | 339.056 | 342.791 | 346.768 | 350.239 | 353.526 | 357.782 | 359.669 | 361.186 | 359.92 | 358.428 | 356.346 | 357.118 | 358.272 | 359.591 | 362.366 | 365.71 | 366.67 | 368.315 | 374.544 | 382.701 | 386.991 | 390.451 | 391.291 | 391.716 | 391.91 | 392.193
| Slow Progression | 2005-01-01: TWh
Electricity Year Beginning | time axis 2005-01-01 to 2050-01-01
Residential Demand
| Appliances | [10 empty] | 73.746 | 73.171 | 72.661 | 72.031 | 71.281 | 70.548 | 69.832 | 69.148 | 68.574 | 68.076 | 67.583 | 67.164 | 66.895 | 66.714 | 66.564 | 66.6 | 66.727 | 66.86 | 66.976 | 67.078 | 67.193 | 67.43 | 67.872 | 68.299 | 68.693 | 69.073 | 69.447 | 69.817 | 70.184 | 70.548 | 70.907 | 71.263 | 71.614 | 71.96 | 72.303 | 72.642
| Resistive Heat | [10 empty] | 22.937 | 23.234 | 23.536 | 23.819 | 24.01 | 23.986 | 23.994 | 24.023 | 24.066 | 24.139 | 24.236 | 24.341 | 24.466 | 24.617 | 24.792 | 24.99 | 25.209 | 25.447 | 25.701 | 25.967 | 26.242 | 26.525 | 26.811 | 27.096 | 27.382 | 27.668 | 27.953 | 28.239 | 28.525 | 28.81 | 29.096 | 29.382 | 29.667 | 29.953 | 30.239 | 30.524
| Resistive Hot Water | [10 empty] | 5.38 | 5.485 | 5.593 | 5.698 | 5.773 | 5.776 | 5.79 | 5.811 | 5.84 | 5.877 | 5.922 | 5.972 | 6.028 | 6.093 | 6.164 | 6.243 | 6.328 | 6.419 | 6.515 | 6.615 | 6.719 | 6.826 | 6.934 | 7.042 | 7.15 | 7.258 | 7.366 | 7.474 | 7.583 | 7.691 | 7.799 | 7.907 | 8.015 | 8.123 | 8.231 | 8.339
| Light | [10 empty] | 12.474 | 11.975 | 11.492 | 11.106 | 10.761 | 10.407 | 10.047 | 9.718 | 9.458 | 9.191 | 8.916 | 8.634 | 8.344 | 8.046 | 7.741 | 7.428 | 7.108 | 6.78 | 6.445 | 6.104 | 5.755 | 5.4 | 5.09 | 4.928 | 4.81 | 4.684 | 4.551 | 4.413 | 4.267 | 4.115 | 3.989 | 3.968 | 4.002 | 4.036 | 4.07 | 4.106
| Smart Metering - Demand Reduction | [10 empty] | -0.641 | -0.693 | -0.692 | -0.701 | -0.729 | -0.78 | -0.874 | -1.049 | -1.381 | -1.714 | -1.889 | -1.984 | -2.04 | -2.078 | -2.105 | -2.131 | -2.156 | -2.179 | -2.201 | -2.221 | -2.242 | -2.264 | -2.292 | -2.322 | -2.351 | -2.38 | -2.408 | -2.435 | -2.462 | -2.488 | -2.514 | -2.543 | -2.572 | -2.602 | -2.631 | -2.66
| Heat Pumps | [10 empty] | 0.383 | 0.557 | 0.735 | 0.95 | 1.265 | 1.781 | 2.362 | 2.923 | 3.635 | 4.306 | 4.939 | 5.774 | 6.514 | 7.249 | 7.829 | 8.444 | 9.042 | 9.62 | 10.096 | 10.629 | 11.127 | 11.656 | 12.043 | 12.429 | 12.816 | 13.203 | 13.597 | 13.991 | 14.385 | 14.779 | 15.174 | 15.56 | 15.946 | 16.331 | 16.717 | 17.102
| Electric Vehicles (EVs) | [10 empty] | 0.108 | 0.194 | 0.296 | 0.417 | 0.553 | 0.701 | 0.995 | 1.42 | 1.964 | 2.613 | 3.355 | 4.228 | 5.19 | 6.219 | 7.286 | 8.366 | 9.158 | 9.766 | 10.196 | 10.457 | 10.561 | 10.742 | 10.928 | 11.134 | 11.381 | 11.682 | 11.98 | 12.273 | 12.547 | 12.782 | 12.964 | 13.101 | 13.209 | 13.319 | 13.467 | 13.67
| Air Conditioning | [10 empty] | 0.142 | 0.143 | 0.144 | 0.145 | 0.146 | 0.147 | 0.148 | 0.148 | 0.149 | 0.15 | 0.15 | 0.151 | 0.152 | 0.152 | 0.153 | 0.153 | 0.154 | 0.155 | 0.155 | 0.156 | 0.156 | 0.156 | 0.157 | 0.157 | 0.158 | 0.158 | 0.159 | 0.159 | 0.159 | 0.16 | 0.16 | 0.161 | 0.161 | 0.161 | 0.162 | 0.162
| Underlying Residential Demand | [10 empty] | 114.529 | 114.066 | 113.765 | 113.465 | 113.06 | 112.566 | 112.294 | 112.142 | 112.305 | 112.638 | 113.212 | 114.28 | 115.549 | 117.012 | 118.424 | 120.093 | 121.57 | 122.868 | 123.883 | 124.785 | 125.511 | 126.471 | 127.543 | 128.763 | 130.039 | 131.346 | 132.645 | 133.931 | 135.188 | 136.397 | 137.575 | 138.799 | 140.042 | 141.281 | 142.558 | 143.885
Industrial Demand
| Underlying Industrial Demand | [10 empty] | 94.722 | 94.108 | 92.828 | 91.715 | 90.997 | 90.388 | 90.103 | 89.542 | 89.488 | 89.21 | 88.724 | 88.187 | 87.805 | 87.466 | 86.937 | 86.4 | 86.025 | 85.676 | 85.399 | 84.93 | 84.472 | 83.824 | 83.412 | 82.955 | 82.541 | 82.043 | 81.432 | 80.771 | 80.16 | 79.533 | 78.889 | 78.173 | 77.459 | 76.81 | 76.085 | 75.417
Commercial / Other Demand
| Underlying Commercial Demand | [10 empty] | 96.961 | 96.91 | 97.953 | 98.614 | 97.993 | 97.095 | 97.079 | 96.668 | 97.175 | 97.584 | 98.135 | 98.658 | 99.291 | 100.046 | 100.815 | 101.527 | 102.292 | 102.968 | 103.712 | 104.155 | 104.453 | 104.425 | 104.708 | 105.112 | 105.671 | 106.226 | 106.699 | 107.192 | 107.733 | 108.217 | 108.654 | 109.001 | 109.351 | 109.719 | 110.167 | 110.696
| Commercial EVs (Subset of above) | [10 empty] | 0 | 0.1 | 0.153 | 0.215 | 0.285 | 0.361 | 0.512 | 0.731 | 1.012 | 1.346 | 1.728 | 2.191 | 2.705 | 3.26 | 3.842 | 4.438 | 4.922 | 5.318 | 5.624 | 5.843 | 5.978 | 6.159 | 6.346 | 6.549 | 6.78 | 7.048 | 7.32 | 7.594 | 7.862 | 8.11 | 8.329 | 8.522 | 8.699 | 8.882 | 9.092 | 9.343
| Transmission and Distribution Losses | [10 empty] | 23.128 | 22.011 | 21.793 | 21.627 | 21.416 | 21.163 | 21.035 | 20.84 | 20.789 | 20.722 | 20.646 | 20.594 | 20.571 | 20.583 | 20.556 | 20.538 | 20.549 | 20.541 | 20.514 | 20.454 | 20.383 | 20.297 | 20.276 | 20.287 | 20.321 | 20.354 | 20.37 | 20.376 | 20.389 | 20.388 | 20.375 | 20.349 | 20.322 | 20.303 | 20.283 | 20.28
| Total Annual Demand | [10 empty] | 329.34 | 327.095 | 326.339 | 325.421 | 323.466 | 321.212 | 320.511 | 319.192 | 319.757 | 320.154 | 320.717 | 321.719 | 323.216 | 325.107 | 326.732 | 328.558 | 330.436 | 332.053 | 333.508 | 334.324 | 334.819 | 335.017 | 335.939 | 337.117 | 338.572 | 339.969 | 341.146 | 342.27 | 343.47 | 344.535 | 345.493 | 346.322 | 347.174 | 348.113 | 349.093 | 350.278
| Steady State | 2005-01-01: TWh
Electricity Year Beginning | time axis 2005-01-01 to 2050-01-01
Residential Demand
| Appliances | [10 empty] | 73.791 | 73.769 | 73.598 | 73.351 | 72.99 | 72.617 | 72.243 | 71.882 | 71.546 | 71.302 | 71.098 | 70.904 | 70.738 | 70.59 | 70.563 | 70.622 | 70.758 | 71.054 | 71.421 | 71.772 | 72.108 | 72.43 | 72.74 | 73.042 | 73.326 | 73.63 | 74.112 | 74.651 | 75.187 | 75.719 | 76.247 | 76.771 | 77.289 | 77.802 | 78.311 | 78.82
| Resistive Heat | [10 empty] | 22.897 | 23.197 | 23.504 | 23.795 | 23.994 | 23.979 | 24.006 | 24.081 | 24.17 | 24.286 | 24.42 | 24.566 | 24.731 | 24.921 | 25.136 | 25.374 | 25.633 | 25.911 | 26.205 | 26.51 | 26.821 | 27.141 | 27.465 | 27.79 | 28.115 | 28.44 | 28.764 | 29.089 | 29.414 | 29.739 | 30.064 | 30.388 | 30.713 | 31.038 | 31.363 | 31.687
| Resistive Hot Water | [10 empty] | 5.37 | 5.476 | 5.585 | 5.691 | 5.766 | 5.77 | 5.787 | 5.818 | 5.855 | 5.901 | 5.954 | 6.013 | 6.077 | 6.15 | 6.23 | 6.318 | 6.412 | 6.512 | 6.617 | 6.725 | 6.835 | 6.948 | 7.062 | 7.176 | 7.291 | 7.405 | 7.519 | 7.633 | 7.747 | 7.862 | 7.976 | 8.09 | 8.204 | 8.318 | 8.433 | 8.547
| Light | [10 empty] | 12.479 | 12.078 | 11.696 | 11.412 | 11.17 | 10.921 | 10.668 | 10.446 | 10.297 | 10.141 | 9.98 | 9.812 | 9.639 | 9.459 | 9.272 | 9.08 | 8.882 | 8.678 | 8.467 | 8.252 | 8.03 | 7.804 | 7.571 | 7.334 | 7.092 | 6.844 | 6.591 | 6.334 | 6.071 | 5.803 | 5.53 | 5.253 | 4.974 | 4.743 | 4.628 | 4.512
| Smart Metering - Demand Reduction | [10 empty] | -0.641 | -0.687 | -0.687 | -0.687 | -0.689 | -0.691 | -0.694 | -0.698 | -0.704 | -0.71 | -0.716 | -0.722 | -0.727 | -0.732 | -0.737 | -0.744 | -0.75 | -0.758 | -0.766 | -0.774 | -0.782 | -0.789 | -0.797 | -0.804 | -0.811 | -0.817 | -0.825 | -0.834 | -0.842 | -0.85 | -0.858 | -0.865 | -0.873 | -0.881 | -0.89 | -0.898
| Heat Pumps | [10 empty] | 0.383 | 0.562 | 0.748 | 0.962 | 1.186 | 1.605 | 2.005 | 2.104 | 2.223 | 2.338 | 2.448 | 2.6 | 2.744 | 2.889 | 3.024 | 3.144 | 3.254 | 3.35 | 3.432 | 3.504 | 3.556 | 3.633 | 3.662 | 3.693 | 3.723 | 3.753 | 3.785 | 3.818 | 3.85 | 3.882 | 3.915 | 3.945 | 3.975 | 4.005 | 4.035 | 4.066
| Electric Vehicles (EVs) | [10 empty] | 0.08 | 0.139 | 0.229 | 0.348 | 0.496 | 0.671 | 0.863 | 1.068 | 1.283 | 1.502 | 1.722 | 1.944 | 2.165 | 2.386 | 2.607 | 2.827 | 3.064 | 3.318 | 3.587 | 3.872 | 4.171 | 4.507 | 4.877 | 5.278 | 5.709 | 6.165 | 6.603 | 7.019 | 7.411 | 7.774 | 8.107 | 8.415 | 8.716 | 9.044 | 9.442 | 9.942
| Air Conditioning | [10 empty] | 0.142 | 0.143 | 0.149 | 0.166 | 0.185 | 0.206 | 0.23 | 0.256 | 0.285 | 0.317 | 0.353 | 0.393 | 0.437 | 0.486 | 0.541 | 0.602 | 0.67 | 0.745 | 0.828 | 0.921 | 1.023 | 1.138 | 1.264 | 1.405 | 1.562 | 1.736 | 1.929 | 2.144 | 2.382 | 2.647 | 2.941 | 3.268 | 3.631 | 4.033 | 4.481 | 4.978
| Underlying Residential Demand | [10 empty] | 114.501 | 114.677 | 114.822 | 115.038 | 115.098 | 115.078 | 115.108 | 114.957 | 114.955 | 115.077 | 115.259 | 115.51 | 115.804 | 116.149 | 116.636 | 117.223 | 117.923 | 118.81 | 119.791 | 120.782 | 121.762 | 122.812 | 123.844 | 124.914 | 126.007 | 127.156 | 128.478 | 129.854 | 131.22 | 132.576 | 133.922 | 135.265 | 136.629 | 138.102 | 139.803 | 141.654
Industrial Demand
| Underlying Industrial Demand | [10 empty] | 94.692 | 94.231 | 93.361 | 92.609 | 92.113 | 91.616 | 91.454 | 91.312 | 90.93 | 90.448 | 89.95 | 89.278 | 88.697 | 88.097 | 87.273 | 86.418 | 85.742 | 85.14 | 84.507 | 83.817 | 83.125 | 82.371 | 81.737 | 81.083 | 80.41 | 79.717 | 79.036 | 78.369 | 77.74 | 77.043 | 76.35 | 75.632 | 74.902 | 74.165 | 73.429 | 72.689
Commercial / Other Demand
| Underlying Commercial Demand | [10 empty] | 96.928 | 96.863 | 97.803 | 98.463 | 98.057 | 97.203 | 97.25 | 97.274 | 97.35 | 97.479 | 97.655 | 97.696 | 97.788 | 97.95 | 97.919 | 97.889 | 97.995 | 98.218 | 98.512 | 98.745 | 98.986 | 99.205 | 99.604 | 100.007 | 100.511 | 101.05 | 101.642 | 102.211 | 102.74 | 103.306 | 103.843 | 104.365 | 104.873 | 105.459 | 106.105 | 106.749
| Commercial EVs (Subset of above) | [10 empty] | 0 | 0.072 | 0.118 | 0.179 | 0.256 | 0.346 | 0.445 | 0.55 | 0.661 | 0.774 | 0.887 | 1.004 | 1.122 | 1.24 | 1.359 | 1.478 | 1.607 | 1.745 | 1.892 | 2.048 | 2.213 | 2.398 | 2.602 | 2.824 | 3.064 | 3.318 | 3.564 | 3.8 | 4.024 | 4.233 | 4.427 | 4.609 | 4.787 | 4.982 | 5.216 | 5.508
| Transmission and Distribution Losses | [10 empty] | 23.128 | 22.066 | 21.938 | 21.873 | 21.765 | 21.629 | 21.597 | 21.542 | 21.485 | 21.432 | 21.383 | 21.307 | 21.249 | 21.201 | 21.121 | 21.042 | 21.01 | 21.012 | 21.028 | 21.027 | 21.034 | 21.031 | 21.076 | 21.128 | 21.185 | 21.244 | 21.324 | 21.402 | 21.476 | 21.546 | 21.61 | 21.67 | 21.725 | 21.793 | 21.88 | 21.974
| Total Annual Demand | [10 empty] | 329.249 | 327.837 | 327.924 | 327.983 | 327.033 | 325.526 | 325.409 | 325.085 | 324.72 | 324.436 | 324.247 | 323.791 | 323.538 | 323.397 | 322.949 | 322.572 | 322.67 | 323.18 | 323.838 | 324.371 | 324.907 | 325.419 | 326.261 | 327.132 | 328.113 | 329.167 | 330.48 | 331.836 | 333.176 | 334.471 | 335.725 | 336.932 | 338.129 | 339.519 | 341.217 | 343.066
| Consumer Power | 2005-01-01: TWh
Electricity Year Beginning | time axis 2005-01-01 to 2050-01-01
Residential Demand
| Appliances | [10 empty] | 73.798 | 74.338 | 74.729 | 75.04 | 75.245 | 75.439 | 75.627 | 75.827 | 76.064 | 76.307 | 76.602 | 76.956 | 77.299 | 77.633 | 77.954 | 78.276 | 78.687 | 79.171 | 79.673 | 80.263 | 81.061 | 81.869 | 82.679 | 83.461 | 84.217 | 84.971 | 85.726 | 86.483 | 87.248 | 88.024 | 88.805 | 89.587 | 90.427 | 91.425 | 92.465 | 93.512
| Resistive Heat | [10 empty] | 22.838 | 23.087 | 23.297 | 23.431 | 23.456 | 23.283 | 23.178 | 23.168 | 23.191 | 23.244 | 23.322 | 23.418 | 23.527 | 23.663 | 23.826 | 24.014 | 24.224 | 24.454 | 24.702 | 24.965 | 25.24 | 25.525 | 25.815 | 26.106 | 26.397 | 26.688 | 26.979 | 27.269 | 27.56 | 27.851 | 28.142 | 28.432 | 28.723 | 29.014 | 29.305 | 29.596
| Resistive Hot Water | [10 empty] | 5.357 | 5.454 | 5.545 | 5.619 | 5.661 | 5.635 | 5.628 | 5.647 | 5.676 | 5.713 | 5.757 | 5.807 | 5.861 | 5.924 | 5.994 | 6.072 | 6.156 | 6.246 | 6.341 | 6.441 | 6.544 | 6.649 | 6.756 | 6.863 | 6.97 | 7.077 | 7.184 | 7.291 | 7.398 | 7.505 | 7.612 | 7.72 | 7.827 | 7.934 | 8.041 | 8.148
| Light | [10 empty] | 12.544 | 12.467 | 12.4 | 12.423 | 12.477 | 12.514 | 12.536 | 12.58 | 12.685 | 12.773 | 12.844 | 12.898 | 12.934 | 12.951 | 12.951 | 12.931 | 12.894 | 12.837 | 12.762 | 12.668 | 12.555 | 12.424 | 12.273 | 12.105 | 11.918 | 11.712 | 11.487 | 11.243 | 10.981 | 10.7 | 10.399 | 10.08 | 9.741 | 9.382 | 9.004 | 8.61
| Smart Metering - Demand Reduction | [10 empty] | -0.641 | -0.692 | -0.699 | -0.706 | -0.722 | -0.741 | -0.767 | -0.797 | -0.829 | -0.861 | -0.892 | -0.921 | -0.947 | -0.973 | -0.997 | -1.02 | -1.044 | -1.068 | -1.091 | -1.116 | -1.141 | -1.166 | -1.191 | -1.215 | -1.239 | -1.261 | -1.283 | -1.305 | -1.326 | -1.347 | -1.368 | -1.388 | -1.408 | -1.43 | -1.452 | -1.474
| Heat Pumps | [10 empty] | 0.383 | 0.507 | 0.692 | 0.965 | 1.438 | 3.048 | 4.502 | 4.566 | 4.631 | 4.711 | 4.781 | 4.849 | 4.908 | 4.96 | 5.008 | 5.051 | 5.096 | 5.142 | 5.174 | 5.195 | 5.207 | 5.263 | 5.276 | 5.289 | 5.302 | 5.316 | 5.332 | 5.348 | 5.364 | 5.381 | 5.397 | 5.41 | 5.424 | 5.437 | 5.451 | 5.464
| Electric Vehicles (EVs) | [10 empty] | 0.108 | 0.194 | 0.276 | 0.378 | 0.505 | 0.662 | 0.857 | 1.098 | 1.393 | 1.755 | 2.196 | 2.732 | 3.382 | 4.174 | 5.127 | 6.268 | 7.361 | 8.579 | 9.898 | 11.292 | 12.74 | 14.121 | 15.426 | 16.648 | 17.783 | 18.833 | 19.737 | 20.516 | 21.191 | 21.798 | 22.389 | 23.006 | 23.804 | 24.968 | 26.635 | 28.818
| Air Conditioning | [10 empty] | 0.142 | 0.143 | 0.15 | 0.17 | 0.193 | 0.218 | 0.248 | 0.281 | 0.318 | 0.36 | 0.408 | 0.463 | 0.524 | 0.593 | 0.672 | 0.761 | 0.861 | 0.974 | 1.103 | 1.248 | 1.412 | 1.597 | 1.807 | 2.044 | 2.312 | 2.615 | 2.958 | 3.345 | 3.783 | 4.278 | 4.838 | 5.47 | 6.186 | 6.994 | 7.908 | 8.941
| Underlying Residential Demand | [10 empty] | 114.529 | 115.498 | 116.39 | 117.32 | 118.253 | 120.058 | 121.809 | 122.37 | 123.129 | 124.002 | 125.018 | 126.202 | 127.488 | 128.925 | 130.535 | 132.353 | 134.235 | 136.335 | 138.562 | 140.956 | 143.618 | 146.282 | 148.841 | 151.301 | 153.66 | 155.951 | 158.12 | 160.19 | 162.199 | 164.19 | 166.214 | 168.317 | 170.724 | 173.724 | 177.357 | 181.615
Industrial Demand
| Underlying Industrial Demand | [10 empty] | 94.722 | 94.371 | 93.952 | 93.584 | 93.172 | 92.582 | 92.491 | 92.156 | 92.437 | 92.474 | 92.394 | 92.217 | 92.199 | 92.197 | 91.998 | 91.809 | 91.797 | 91.768 | 91.767 | 91.607 | 91.393 | 91.144 | 91.092 | 90.999 | 90.934 | 90.876 | 90.769 | 90.675 | 90.593 | 90.518 | 90.43 | 90.307 | 90.207 | 90.073 | 89.996 | 89.844
Commercial / Other Demand
| Underlying Commercial Demand | [10 empty] | 96.961 | 96.522 | 95.995 | 95.35 | 93.82 | 91.485 | 90.516 | 89.284 | 89.177 | 89.156 | 89.36 | 89.644 | 90.095 | 90.667 | 91.347 | 92.146 | 93.088 | 94.112 | 95.176 | 96.184 | 97.054 | 97.789 | 98.69 | 99.557 | 100.54 | 101.494 | 102.396 | 103.274 | 104.142 | 104.971 | 105.781 | 106.623 | 107.57 | 108.759 | 110.298 | 112.085
| Commercial EVs (Subset of above) | [10 empty] | 0 | 0.1 | 0.142 | 0.195 | 0.26 | 0.341 | 0.444 | 0.572 | 0.73 | 0.925 | 1.165 | 1.456 | 1.811 | 2.245 | 2.771 | 3.403 | 4.015 | 4.701 | 5.449 | 6.245 | 7.079 | 7.882 | 8.65 | 9.378 | 10.063 | 10.706 | 11.272 | 11.77 | 12.213 | 12.62 | 13.021 | 13.441 | 13.97 | 14.72 | 15.774 | 17.144
| Transmission and Distribution Losses | [10 empty] | 23.128 | 22.114 | 21.907 | 21.766 | 21.58 | 21.344 | 21.25 | 20.982 | 20.872 | 20.748 | 20.62 | 20.509 | 20.428 | 20.344 | 20.253 | 20.191 | 20.195 | 20.213 | 20.227 | 20.253 | 20.303 | 20.36 | 20.465 | 20.561 | 20.666 | 20.773 | 20.874 | 20.968 | 21.059 | 21.146 | 21.234 | 21.328 | 21.457 | 21.649 | 21.925 | 22.264
| Total Annual Demand | [10 empty] | 329.34 | 328.505 | 328.244 | 328.02 | 326.825 | 325.469 | 326.066 | 324.792 | 325.615 | 326.38 | 327.392 | 328.572 | 330.21 | 332.133 | 334.133 | 336.499 | 339.315 | 342.428 | 345.732 | 349 | 352.368 | 355.575 | 359.088 | 362.418 | 365.8 | 369.094 | 372.159 | 375.107 | 377.993 | 380.825 | 383.659 | 386.575 | 389.958 | 394.205 | 399.576 | 405.808
Data in Electricity years - 2005 in the chart equates to 2005/06
Shown above is National Grid's view of underlying weather corrected consumer demand, before reduction by on-site and behind the meter generation
Demand from generators (station demand), pumping demand (pumped hydro storage sites) and electricity storage (mostly batteries) is not included in the numbers above
Residential demand includes appliances, light, resistive heat, hot water, heat pumps, EV, Smart meter reduction, air conditioners
Industrial demand includes sites directly connected to the transmission system ~5TWh/year
Commercial demand includes commercial EVs
Generation output and storage is not deducted from these figures - this is a view of underlying demand
Numbers may not match other publications due to data source differences and generation output assumptions

## PD5
Electricity: Peak breakdown (Non transmission generation not deducted)
| Electricity Year Beginning | 2005/06 | 2006/07 | 2007/08 | 2008/09 | 2009/10 | 2010/11 | 2011/12 | 2012/13 | 2013/14 | 2014/15 | 2015/16 | 2016/17 | 2017/18 | 2018/19 | 2019/20 | 2020/21 | 2021/22 | 2022/23 | 2023/24 | 2024/25 | 2025/26 | 2026/27 | 2027/28 | 2028/29 | 2029/30 | 2030/31 | 2031/32 | 2032/33 | 2033/34 | 2034/35 | 2035/36 | 2036/37 | 2037/38 | 2038/39 | 2039/40 | 2040/41 | 2041/42 | 2042/43 | 2043/44 | 2044/45 | 2045/46 | 2046/47 | 2047/48 | 2048/49 | 2049/50 | 2050/51
History
GW
Electricity Year Beginning | time axis 2005-01-01 to 2050-01-01
| Residential Peak | 2005-01-01: 25.7; 2006-01-01: 25.6; 2007-01-01: 26.6; 2008-01-01: 26.4; 2009-01-01: 22.9; 2010-01-01: 21.3; 2011-01-01: 22.4; 2012-01-01: 22; 2013-01-01: 21.4; 2014-01-01: 22.1; 2015-01-01: 23.7; 2016-01-01: 23.8
| Industrial & Commercial Peak | 2005-01-01: 39.1; 2006-01-01: 38.9; 2007-01-01: 37.9; 2008-01-01: 35.8; 2009-01-01: 39.2; 2010-01-01: 41.3; 2011-01-01: 38.1; 2012-01-01: 39; 2013-01-01: 40.3; 2014-01-01: 39; 2015-01-01: 37.6; 2016-01-01: 37.1
| Total | 2005-01-01: 64.8; 2006-01-01: 64.5; 2007-01-01: 64.5; 2008-01-01: 62.2; 2009-01-01: 62.1; 2010-01-01: 62.6; 2011-01-01: 60.5; 2012-01-01: 61; 2013-01-01: 61.7; 2014-01-01: 61.1; 2015-01-01: 61.3; 2016-01-01: 60.9
Two Degrees
GW
Electricity Year Beginning | time axis 2005-01-01 to 2050-01-01
| Residential Peak | [11 empty] | 23.8 | 23.8 | 23.8 | 23.7 | 23.6 | 23.4 | 23.3 | 22.9 | 22.7 | 22.8 | 22.9 | 23.1 | 23.2 | 23.4 | 23.7 | 23.7 | 23.9 | 24 | 24 | 24 | 24 | 24.1 | 24.3 | 24.8 | 25.2 | 25.6 | 26.1 | 27.2 | 28.8 | 29.4 | 29.9 | 29.9 | 29.8 | 29.6 | 29.3
| Industrial & Commercial Peak | [11 empty] | 37.1 | 38.5 | 38.2 | 38.2 | 38.2 | 38.4 | 38.6 | 39 | 39.3 | 39.6 | 40 | 40.3 | 40.6 | 40.9 | 41 | 41 | 41.1 | 41.1 | 41.1 | 41.1 | 41.2 | 41.3 | 41.4 | 41.5 | 41.7 | 41.8 | 42 | 42.1 | 42.5 | 42.8 | 43 | 43.2 | 43.4 | 43.7 | 44
| Total | [11 empty] | 60.9 | 62.3 | 62 | 61.9 | 61.8 | 61.8 | 61.9 | 61.9 | 62 | 62.4 | 62.9 | 63.4 | 63.8 | 64.3 | 64.7 | 64.7 | 65 | 65.1 | 65.1 | 65.1 | 65.2 | 65.4 | 65.7 | 66.3 | 66.9 | 67.4 | 68.1 | 69.3 | 71.3 | 72.2 | 72.9 | 73.1 | 73.2 | 73.3 | 73.3
Slow Progression
GW
Electricity Year Beginning | time axis 2005-01-01 to 2050-01-01
| Residential Peak | [11 empty] | 23.5 | 23.4 | 23.2 | 23 | 22.8 | 22.7 | 22.7 | 22.6 | 22.6 | 22.6 | 22.8 | 23 | 23.3 | 23.6 | 24 | 24.3 | 24.6 | 24.9 | 25.2 | 25.3 | 25.5 | 25.8 | 26.2 | 26.6 | 27.1 | 27.7 | 28.2 | 28.8 | 29.4 | 29.9 | 30.5 | 31.2 | 31.8 | 32.6 | 33.4
| Industrial & Commercial Peak | [11 empty] | 37.4 | 38.4 | 37.9 | 37.7 | 37.4 | 37.3 | 37.1 | 37.3 | 37.4 | 37.4 | 37.5 | 37.4 | 37.4 | 37.3 | 37.2 | 37.3 | 37.3 | 37.4 | 37.3 | 37.3 | 37.1 | 37.1 | 37 | 37 | 36.9 | 36.9 | 36.8 | 36.7 | 36.6 | 36.6 | 36.4 | 36.3 | 36.2 | 36.1 | 36.1
| Total | [11 empty] | 60.9 | 61.8 | 61.1 | 60.7 | 60.2 | 60 | 59.8 | 59.9 | 60 | 60 | 60.3 | 60.4 | 60.7 | 60.9 | 61.2 | 61.6 | 61.9 | 62.3 | 62.5 | 62.6 | 62.6 | 62.9 | 63.2 | 63.6 | 64 | 64.6 | 65 | 65.5 | 66 | 66.5 | 66.9 | 67.5 | 68 | 68.7 | 69.5
Steady State
GW
Electricity Year Beginning | time axis 2005-01-01 to 2050-01-01
| Residential Peak | [11 empty] | 23.6 | 23.6 | 23.6 | 23.7 | 23.7 | 23.8 | 23.7 | 23.8 | 23.9 | 24 | 24.1 | 24.2 | 24.3 | 24.4 | 24.6 | 24.7 | 24.9 | 25.1 | 25.3 | 25.5 | 25.8 | 26 | 26.2 | 26.5 | 26.8 | 27.1 | 27.4 | 27.7 | 28 | 28.2 | 28.5 | 28.7 | 28.9 | 29.3 | 29.6
| Industrial & Commercial Peak | [11 empty] | 37.3 | 37.6 | 38.1 | 37.9 | 37.6 | 37.6 | 37.5 | 37.5 | 37.4 | 37.4 | 37.3 | 37.2 | 37.1 | 36.9 | 36.6 | 36.5 | 36.5 | 36.4 | 36.2 | 36.1 | 35.9 | 35.9 | 35.8 | 35.7 | 35.6 | 35.6 | 35.5 | 35.4 | 35.4 | 35.3 | 35.2 | 35.1 | 35.1 | 35 | 34.9
| Total | [11 empty] | 60.9 | 61.2 | 61.7 | 61.6 | 61.3 | 61.4 | 61.2 | 61.3 | 61.3 | 61.4 | 61.4 | 61.4 | 61.4 | 61.3 | 61.2 | 61.2 | 61.4 | 61.5 | 61.5 | 61.6 | 61.7 | 61.9 | 62 | 62.2 | 62.4 | 62.7 | 62.9 | 63.1 | 63.4 | 63.5 | 63.7 | 63.8 | 64 | 64.3 | 64.5
Consumer Power
GW
Electricity Year Beginning | time axis 2005-01-01 to 2050-01-01
| Residential Peak | [11 empty] | 23.6 | 23.8 | 24 | 24.3 | 24.8 | 25.3 | 25.5 | 25.7 | 26.2 | 26.6 | 27 | 27.5 | 28 | 28.5 | 29.2 | 29.9 | 30.7 | 31.7 | 32.6 | 33.7 | 34.7 | 35.7 | 36.7 | 37.7 | 38.6 | 39.5 | 40.2 | 41 | 41.7 | 42.3 | 43 | 43.7 | 44.7 | 46 | 47.7
| Industrial & Commercial Peak | [11 empty] | 37.3 | 37.7 | 37.7 | 37.3 | 36.7 | 36.5 | 36.3 | 36.3 | 36.4 | 36.6 | 36.6 | 36.6 | 36.7 | 36.7 | 36.8 | 36.8 | 36.9 | 37 | 37 | 37 | 36.9 | 37 | 36.9 | 37 | 37 | 37.1 | 37.2 | 37.3 | 37.3 | 37.3 | 37.4 | 37.5 | 37.6 | 37.6 | 37.7
| Total | [11 empty] | 60.9 | 61.5 | 61.7 | 61.6 | 61.5 | 61.8 | 61.8 | 62 | 62.6 | 63.2 | 63.6 | 64.1 | 64.7 | 65.2 | 66 | 66.7 | 67.6 | 68.7 | 69.6 | 70.7 | 71.6 | 72.7 | 73.6 | 74.7 | 75.6 | 76.6 | 77.4 | 78.3 | 79 | 79.6 | 80.4 | 81.2 | 82.3 | 83.6 | 85.4
Data in Electricity years - 2005 in the chart equates to 2005/06
Shown above is National Grid's view of underlying ACS Peak consumer demand, before reduction by on-site and behind the meter generation
Demand from generators (station demand), pumping demand (pumped hydro storage sites) and electricity storage (mostly batteries) is not included in the numbers above
Residential demand includes appliances, light, resistive heat, hot water, heat pumps, EV, Smart meter reduction. Air conditioners assumed to be off at winter peak
EV Peaks and Heat Pump Peaks illustrated in different tables from this one
Industrial and Commercial peak demand includes commercial EVs and sites directly connected to the transmission system
Large sites directly connected to the transmission system ~1GW at peak
Generation output and storage is not deducted from these figures - this is a view of underlying demand
Industrial and Commercial Demand side response has not been deducted
Residential demand side response has been deducted

## PD6
Residential Heat Pump Peak Electricity Demand | Electricity Year | 2010/11 | 2011/12 | 2012/13 | 2013/14 | 2014/15 | 2015/16 | 2016/17 | 2017/18 | 2018/19 | 2019/20 | 2020/21 | 2021/22 | 2022/23 | 2023/24 | 2024/25 | 2025/26 | 2026/27 | 2027/28 | 2028/29 | 2029/30 | 2030/31 | 2031/32 | 2032/33 | 2033/34 | 2034/35 | 2035/36 | 2036/37 | 2037/38 | 2038/39 | 2039/40 | 2040/41 | 2041/42 | 2042/43 | 2043/44 | 2044/45 | 2045/46 | 2046/47 | 2047/48 | 2048/49 | 2049/50 | 2050/51
| Units for Y Axis = | 2010/11: Heat Pump Peak Demand (GW)
| Electricity Year Beginning | 2010-01-01 | 2011-01-01 | 2012-01-01 | 2013-01-01 | 2014-01-01 | 2015-01-01 | 2016-01-01 | 2017-01-01 | 2018-01-01 | 2019-01-01 | 2020-01-01 | 2021-01-01 | 2022-01-01 | 2023-01-01 | 2024-01-01 | 2025-01-01 | 2026-01-01 | 2027-01-01 | 2028-01-01 | 2029-01-01 | 2030-01-01 | 2031-01-01 | 2032-01-01 | 2033-01-01 | 2034-01-01 | 2035-01-01 | 2036-01-01 | 2037-01-01 | 2038-01-01 | 2039-01-01 | 2040-01-01 | 2041-01-01 | 2042-01-01 | 2043-01-01 | 2044-01-01 | 2045-01-01 | 2046-01-01 | 2047-01-01 | 2048-01-01 | 2049-01-01 | 2050-01-01
| History | 2010-01-01: 0; 2011-01-01: 0; 2012-01-01: 0; 2013-01-01: 0; 2014-01-01: 0; 2015-01-01: 0.1; 2016-01-01: 0.1
| Two Degrees | [6 empty] | 0.1 | 0.2 | 0.3 | 0.5 | 0.7 | 0.9 | 1.3 | 1.7 | 2 | 2.4 | 2.7 | 3 | 3.3 | 3.5 | 3.8 | 3.9 | 4.1 | 4.3 | 4.6 | 4.8 | 5.1 | 5.4 | 5.7 | 6.2 | 6.6 | 7 | 7.5 | 8.6 | 9.9 | 10.4 | 10.9 | 11 | 10.9 | 10.8 | 10.7
| Slow Progression | [6 empty] | 0.1 | 0.2 | 0.2 | 0.3 | 0.3 | 0.4 | 0.5 | 0.5 | 0.6 | 0.7 | 0.7 | 0.8 | 0.9 | 0.9 | 1 | 1 | 1.1 | 1.1 | 1.1 | 1.1 | 1.2 | 1.2 | 1.2 | 1.2 | 1.2 | 1.2 | 1.2 | 1.2 | 1.2 | 1.2 | 1.3 | 1.3 | 1.3 | 1.3 | 1.3
| Steady State | [6 empty] | 0.183 | 0.237 | 0.303 | 0.372 | 0.498 | 0.62 | 0.654 | 0.693 | 0.732 | 0.768 | 0.81 | 0.848 | 0.887 | 0.923 | 0.955 | 0.985 | 1.01 | 1.029 | 1.044 | 1.054 | 1.072 | 1.077 | 1.082 | 1.086 | 1.091 | 1.097 | 1.102 | 1.107 | 1.113 | 1.118 | 1.123 | 1.128 | 1.133 | 1.138 | 1.142
| Consumer Power | [6 empty] | 0.2 | 0.2 | 0.3 | 0.5 | 0.9 | 1.2 | 1.3 | 1.3 | 1.3 | 1.3 | 1.4 | 1.4 | 1.4 | 1.4 | 1.4 | 1.5 | 1.5 | 1.5 | 1.5 | 1.5 | 1.5 | 1.5 | 1.5 | 1.5 | 1.6 | 1.6 | 1.6 | 1.6 | 1.6 | 1.6 | 1.6 | 1.6 | 1.6 | 1.6 | 1.6
Data in Electricity years - 2005 in the chart equates to 2005/06
Electricity demand from air source and ground source heat pumps at peak
Hybrids assumed to be running fully on gas or oil at peak
Two Degrees peaks reduced from previous years: we are now assuming: more efficient heat pumps, 25% installations have thermal storage to peak shave, engaged consumers reduce their temperatures slightly 17:00-1800
Dip in Two Degrees from 2045: Residential heat pump rollout assumed to be complete in 2045, energy efficiency improvements assumed to continue after this point (home insulation)
Consumer Power above Two Degrees around 2020 due to lower thermal insulation. Post 2020 consumers buy more profitable technologies instead of ASHPs

## PD7
Residential Air conditioning Units | Electricity Year | 2010/11 | 2011/12 | 2012/13 | 2013/14 | 2014/15 | 2015/16 | 2016/17 | 2017/18 | 2018/19 | 2019/20 | 2020/21 | 2021/22 | 2022/23 | 2023/24 | 2024/25 | 2025/26 | 2026/27 | 2027/28 | 2028/29 | 2029/30 | 2030/31 | 2031/32 | 2032/33 | 2033/34 | 2034/35 | 2035/36 | 2036/37 | 2037/38 | 2038/39 | 2039/40 | 2040/41 | 2041/42 | 2042/43 | 2043/44 | 2044/45 | 2045/46 | 2046/47 | 2047/48 | 2048/49 | 2049/50 | 2050/51
| Units for Y Axis = | 2010/11: Summer Maximum Demand GW
| Electricity Year Beginning | 2010-01-01 | 2011-01-01 | 2012-01-01 | 2013-01-01 | 2014-01-01 | 2015-01-01 | 2016-01-01 | 2017-01-01 | 2018-01-01 | 2019-01-01 | 2020-01-01 | 2021-01-01 | 2022-01-01 | 2023-01-01 | 2024-01-01 | 2025-01-01 | 2026-01-01 | 2027-01-01 | 2028-01-01 | 2029-01-01 | 2030-01-01 | 2031-01-01 | 2032-01-01 | 2033-01-01 | 2034-01-01 | 2035-01-01 | 2036-01-01 | 2037-01-01 | 2038-01-01 | 2039-01-01 | 2040-01-01 | 2041-01-01 | 2042-01-01 | 2043-01-01 | 2044-01-01 | 2045-01-01 | 2046-01-01 | 2047-01-01 | 2048-01-01 | 2049-01-01 | 2050-01-01
| Two Degrees |  |  |  | 0.3 | 0.3 | 0.3 | 0.3 | 0.3 | 0.3 | 0.3 | 0.3 | 0.3 | 0.3 | 0.3 | 0.3 | 0.3 | 0.3 | 0.3 | 0.3 | 0.3 | 0.3 | 0.3 | 0.3 | 0.3 | 0.3 | 0.3 | 0.3 | 0.3 | 0.3 | 0.3 | 0.3 | 0.3 | 0.3 | 0.3 | 0.3 | 0.3 | 0.3 | 0.3 | 0.3 | 0.3 | 0.3
| Slow Progression |  |  |  | 0.3 | 0.3 | 0.3 | 0.3 | 0.3 | 0.3 | 0.3 | 0.3 | 0.3 | 0.3 | 0.3 | 0.3 | 0.3 | 0.3 | 0.3 | 0.3 | 0.3 | 0.3 | 0.3 | 0.3 | 0.3 | 0.3 | 0.3 | 0.3 | 0.3 | 0.3 | 0.3 | 0.3 | 0.3 | 0.3 | 0.3 | 0.3 | 0.3 | 0.3 | 0.3 | 0.3 | 0.3 | 0.3
| Steady State |  |  |  | 0.3 | 0.3 | 0.3 | 0.3 | 0.3 | 0.3 | 0.4 | 0.4 | 0.4 | 0.5 | 0.6 | 0.6 | 0.7 | 0.8 | 0.8 | 0.9 | 1 | 1.2 | 1.3 | 1.4 | 1.6 | 1.8 | 2 | 2.2 | 2.5 | 2.7 | 3 | 3.4 | 3.7 | 4.2 | 4.6 | 5.1 | 5.7 | 6.3 | 7 | 7.8 | 8.7 | 9.7
| Consumer Power |  |  |  | 0.3 | 0.3 | 0.3 | 0.3 | 0.3 | 0.3 | 0.4 | 0.4 | 0.5 | 0.5 | 0.6 | 0.7 | 0.8 | 0.9 | 1 | 1.1 | 1.3 | 1.5 | 1.7 | 1.9 | 2.1 | 2.4 | 2.7 | 3.1 | 3.5 | 3.9 | 4.5 | 5 | 5.7 | 6.5 | 7.3 | 8.3 | 9.3 | 10.6 | 11.9 | 13.5 | 15.3 | 17.3
Annual Electricity Demand TWh
| Electricity Year Beginning | 2010-01-01 | 2011-01-01 | 2012-01-01 | 2013-01-01 | 2014-01-01 | 2015-01-01 | 2016-01-01 | 2017-01-01 | 2018-01-01 | 2019-01-01 | 2020-01-01 | 2021-01-01 | 2022-01-01 | 2023-01-01 | 2024-01-01 | 2025-01-01 | 2026-01-01 | 2027-01-01 | 2028-01-01 | 2029-01-01 | 2030-01-01 | 2031-01-01 | 2032-01-01 | 2033-01-01 | 2034-01-01 | 2035-01-01 | 2036-01-01 | 2037-01-01 | 2038-01-01 | 2039-01-01 | 2040-01-01 | 2041-01-01 | 2042-01-01 | 2043-01-01 | 2044-01-01 | 2045-01-01 | 2046-01-01 | 2047-01-01 | 2048-01-01 | 2049-01-01 | 2050-01-01
| Two Degrees |  |  |  | 0.14 | 0.141 | 0.142 | 0.143 | 0.144 | 0.145 | 0.146 | 0.147 | 0.147 | 0.148 | 0.149 | 0.15 | 0.15 | 0.151 | 0.152 | 0.152 | 0.153 | 0.153 | 0.154 | 0.154 | 0.155 | 0.155 | 0.156 | 0.156 | 0.157 | 0.157 | 0.158 | 0.158 | 0.159 | 0.159 | 0.159 | 0.16 | 0.16 | 0.161 | 0.161 | 0.161 | 0.162 | 0.162
| Slow Progression |  |  |  | 0.14 | 0.141 | 0.142 | 0.143 | 0.144 | 0.145 | 0.146 | 0.147 | 0.147 | 0.148 | 0.149 | 0.15 | 0.15 | 0.151 | 0.152 | 0.152 | 0.153 | 0.153 | 0.154 | 0.154 | 0.155 | 0.155 | 0.156 | 0.156 | 0.157 | 0.157 | 0.158 | 0.158 | 0.159 | 0.159 | 0.159 | 0.16 | 0.16 | 0.161 | 0.161 | 0.161 | 0.162 | 0.162
| Steady State |  |  |  | 0.14 | 0.141 | 0.142 | 0.143 | 0.144 | 0.161 | 0.179 | 0.2 | 0.223 | 0.248 | 0.276 | 0.307 | 0.342 | 0.381 | 0.424 | 0.472 | 0.525 | 0.584 | 0.649 | 0.722 | 0.803 | 0.893 | 0.992 | 1.103 | 1.226 | 1.363 | 1.515 | 1.683 | 1.871 | 2.079 | 2.31 | 2.567 | 2.852 | 3.169 | 3.521 | 3.912 | 4.346 | 4.828
| Consumer Power |  |  |  | 0.14 | 0.141 | 0.142 | 0.143 | 0.144 | 0.164 | 0.186 | 0.211 | 0.239 | 0.271 | 0.307 | 0.348 | 0.394 | 0.446 | 0.505 | 0.572 | 0.648 | 0.733 | 0.83 | 0.94 | 1.064 | 1.204 | 1.362 | 1.541 | 1.743 | 1.972 | 2.23 | 2.522 | 2.853 | 3.227 | 3.649 | 4.127 | 4.667 | 5.277 | 5.967 | 6.747 | 7.629 | 8.625
Millions of Aircon units
| Electricity Year Beginning | 2010-01-01 | 2011-01-01 | 2012-01-01 | 2013-01-01 | 2014-01-01 | 2015-01-01 | 2016-01-01 | 2017-01-01 | 2018-01-01 | 2019-01-01 | 2020-01-01 | 2021-01-01 | 2022-01-01 | 2023-01-01 | 2024-01-01 | 2025-01-01 | 2026-01-01 | 2027-01-01 | 2028-01-01 | 2029-01-01 | 2030-01-01 | 2031-01-01 | 2032-01-01 | 2033-01-01 | 2034-01-01 | 2035-01-01 | 2036-01-01 | 2037-01-01 | 2038-01-01 | 2039-01-01 | 2040-01-01 | 2041-01-01 | 2042-01-01 | 2043-01-01 | 2044-01-01 | 2045-01-01 | 2046-01-01 | 2047-01-01 | 2048-01-01 | 2049-01-01 | 2050-01-01
| Two Degrees |  |  |  | 0.3 | 0.3 | 0.3 | 0.3 | 0.3 | 0.3 | 0.3 | 0.3 | 0.3 | 0.3 | 0.3 | 0.3 | 0.3 | 0.3 | 0.3 | 0.3 | 0.3 | 0.3 | 0.3 | 0.3 | 0.3 | 0.3 | 0.3 | 0.3 | 0.3 | 0.3 | 0.3 | 0.3 | 0.3 | 0.3 | 0.3 | 0.3 | 0.3 | 0.3 | 0.3 | 0.3 | 0.3 | 0.3
| Slow Progression |  |  |  | 0.3 | 0.3 | 0.3 | 0.3 | 0.3 | 0.3 | 0.3 | 0.3 | 0.3 | 0.3 | 0.3 | 0.3 | 0.3 | 0.3 | 0.3 | 0.3 | 0.3 | 0.3 | 0.3 | 0.3 | 0.3 | 0.3 | 0.3 | 0.3 | 0.3 | 0.3 | 0.3 | 0.3 | 0.3 | 0.3 | 0.3 | 0.3 | 0.3 | 0.3 | 0.3 | 0.3 | 0.3 | 0.3
| Steady State |  |  |  | 0.3 | 0.3 | 0.3 | 0.3 | 0.3 | 0.3 | 0.4 | 0.4 | 0.4 | 0.5 | 0.6 | 0.6 | 0.7 | 0.8 | 0.8 | 0.9 | 1 | 1.2 | 1.3 | 1.4 | 1.6 | 1.8 | 2 | 2.2 | 2.5 | 2.7 | 3 | 3.4 | 3.7 | 4.2 | 4.6 | 5.1 | 5.7 | 6.3 | 7 | 7.8 | 8.7 | 9.7
| Consumer Power |  |  |  | 0.3 | 0.3 | 0.3 | 0.3 | 0.3 | 0.3 | 0.4 | 0.4 | 0.5 | 0.5 | 0.6 | 0.7 | 0.8 | 0.9 | 1 | 1.1 | 1.3 | 1.5 | 1.7 | 1.9 | 2.1 | 2.4 | 2.7 | 3.1 | 3.5 | 3.9 | 4.5 | 5 | 5.7 | 6.5 | 7.3 | 8.3 | 9.3 | 10.6 | 11.9 | 13.5 | 15.3 | 17.3
Assumptions:
Data in Electricity years - 2005 in the chart equates to 2005/06
Residential aircon not adopted in Two Degrees or Slow Progression: Assumed climate change is minimised, ventilation is improved
Steady State assumes 33% adoption by 2050 (aircon becomes a common luxury appliance).
Consumer Power assumed 60% adoption by 2050 (aircon becomes standard in urban areas)
Annual consumption per unit ~500kWh
Assumed annual running hours: ~191hrs
Assumed nameplate peak electricity demand per unit: ~2.7kW
Assumed diversified peak electricity demand per unit: 1kW (takes into account consumer behaviour or liklhood of being at home at time of peak)

## PD8
Electricity: Residential Cold Appliances
Refrigeration, Freezers
Historic Source to 2015: Energy Consumption in the UK
Source 2016 Onwards: National Grid Scenarios
Data on an annual calendar year basis
Millions of Appliances
| Year | 1970 | 1971 | 1972 | 1973 | 1974 | 1975 | 1976 | 1977 | 1978 | 1979 | 1980 | 1981 | 1982 | 1983 | 1984 | 1985 | 1986 | 1987 | 1988 | 1989 | 1990 | 1991 | 1992 | 1993 | 1994 | 1995 | 1996 | 1997 | 1998 | 1999 | 2000 | 2001 | 2002 | 2003 | 2004 | 2005 | 2006 | 2007 | 2008 | 2009 | 2010 | 2011 | 2012 | 2013 | 2014 | 2015 | 2016 | 2017 | 2018 | 2019 | 2020 | 2021 | 2022 | 2023 | 2024 | 2025 | 2026 | 2027 | 2028 | 2029 | 2030 | 2031 | 2032 | 2033 | 2034 | 2035 | 2036 | 2037 | 2038 | 2039 | 2040 | 2041 | 2042 | 2043 | 2044 | 2045 | 2046 | 2047 | 2048 | 2049 | 2050 | 2051
| Two Degrees | 11.1867 | 12.4368 | 13.9586 | 15.6172 | 17.3373 | 18.9096 | 20.1636 | 21.1901 | 22.1974 | 23.2898 | 24.3337 | 25.2672 | 26.0443 | 26.8683 | 27.7749 | 28.614 | 29.4908 | 30.3157 | 30.9915 | 31.5115 | 31.8665 | 32.2265 | 32.5243 | 32.8633 | 33.2527 | 33.6968 | 34.1172 | 34.6171 | 34.959 | 35.5775 | 35.9879 | 36.5912 | 37.034 | 37.4459 | 37.8131 | 38.2797 | 38.7371 | 39.1711 | 39.5976 | 40.0171 | 40.4306 | 40.839 | 41.2619 | 41.6813 | 42.0977 | 42.512 | 43.0363 | 43.5524 | 44.054 | 44.4786 | 44.8962 | 45.306 | 45.7069 | 46.0981 | 46.488 | 46.8756 | 47.2587 | 47.6374 | 48.0116 | 48.3816 | 48.7461 | 49.1059 | 49.4608 | 49.8117 | 50.1579 | 50.5005 | 50.84 | 51.1776 | 51.5126 | 51.846 | 52.1783 | 52.5104 | 52.8414 | 53.1719 | 53.502 | 53.8318 | 54.1602 | 54.4874 | 54.8131 | 55.1376 | 55.463 | 55.7897
| Slow Progression | 11.1867 | 12.4368 | 13.9586 | 15.6172 | 17.3373 | 18.9096 | 20.1636 | 21.1901 | 22.1974 | 23.2898 | 24.3337 | 25.2672 | 26.0443 | 26.8683 | 27.7749 | 28.614 | 29.4908 | 30.3157 | 30.9915 | 31.5115 | 31.8665 | 32.2265 | 32.5243 | 32.8633 | 33.2527 | 33.6968 | 34.1172 | 34.6171 | 34.959 | 35.5775 | 35.9879 | 36.5912 | 37.034 | 37.4459 | 37.8131 | 38.2797 | 38.7371 | 39.1711 | 39.5976 | 40.0171 | 40.4306 | 40.839 | 41.2619 | 41.6813 | 42.0977 | 42.512 | 43.0141 | 43.5077 | 43.9864 | 44.388 | 44.7823 | 45.1685 | 45.5458 | 45.9131 | 46.2789 | 46.6422 | 47.0009 | 47.355 | 47.7044 | 48.0494 | 48.389 | 48.7236 | 49.0532 | 49.3787 | 49.6994 | 50.0164 | 50.3302 | 50.6418 | 50.9509 | 51.2583 | 51.5644 | 51.8702 | 52.1748 | 52.4788 | 52.7822 | 53.0853 | 53.3869 | 53.6872 | 53.9859 | 54.2833 | 54.5815 | 54.8809
| Steady State | 11.1867 | 12.4368 | 13.9586 | 15.6172 | 17.3373 | 18.9096 | 20.1636 | 21.1901 | 22.1974 | 23.2898 | 24.3337 | 25.2672 | 26.0443 | 26.8683 | 27.7749 | 28.614 | 29.4908 | 30.3157 | 30.9915 | 31.5115 | 31.8665 | 32.2265 | 32.5243 | 32.8633 | 33.2527 | 33.6968 | 34.1172 | 34.6171 | 34.959 | 35.5775 | 35.9879 | 36.5912 | 37.034 | 37.4459 | 37.8131 | 38.2797 | 38.7371 | 39.1711 | 39.5976 | 40.0171 | 40.4306 | 40.839 | 41.2619 | 41.6813 | 42.0977 | 42.512 | 42.9882 | 43.4555 | 43.9077 | 44.2824 | 44.6497 | 45.0085 | 45.3581 | 45.6977 | 46.0354 | 46.3705 | 46.7007 | 47.0261 | 47.3468 | 47.6627 | 47.9731 | 48.2784 | 48.5786 | 48.8744 | 49.1655 | 49.4526 | 49.7365 | 50.018 | 50.2968 | 50.5739 | 50.8496 | 51.1247 | 51.3986 | 51.6718 | 51.9442 | 52.2161 | 52.4865 | 52.7555 | 53.0228 | 53.2886 | 53.5551 | 53.8227
| Consumer Power | 11.1867 | 12.4368 | 13.9586 | 15.6172 | 17.3373 | 18.9096 | 20.1636 | 21.1901 | 22.1974 | 23.2898 | 24.3337 | 25.2672 | 26.0443 | 26.8683 | 27.7749 | 28.614 | 29.4908 | 30.3157 | 30.9915 | 31.5115 | 31.8665 | 32.2265 | 32.5243 | 32.8633 | 33.2527 | 33.6968 | 34.1172 | 34.6171 | 34.959 | 35.5775 | 35.9879 | 36.5912 | 37.034 | 37.4459 | 37.8131 | 38.2797 | 38.7371 | 39.1711 | 39.5976 | 40.0171 | 40.4306 | 40.839 | 41.2619 | 41.6813 | 42.0977 | 42.512 | 43.0363 | 43.5524 | 44.054 | 44.4786 | 44.8962 | 45.306 | 45.7069 | 46.0981 | 46.488 | 46.8756 | 47.2587 | 47.6374 | 48.0116 | 48.3816 | 48.7461 | 49.1059 | 49.4608 | 49.8117 | 50.1579 | 50.5005 | 50.84 | 51.1776 | 51.5126 | 51.846 | 52.1783 | 52.5104 | 52.8414 | 53.1719 | 53.502 | 53.8318 | 54.1602 | 54.4874 | 54.8131 | 55.1376 | 55.463 | 55.7897
Appliance Demand TWh/yr
| Year | 1970 | 1971 | 1972 | 1973 | 1974 | 1975 | 1976 | 1977 | 1978 | 1979 | 1980 | 1981 | 1982 | 1983 | 1984 | 1985 | 1986 | 1987 | 1988 | 1989 | 1990 | 1991 | 1992 | 1993 | 1994 | 1995 | 1996 | 1997 | 1998 | 1999 | 2000 | 2001 | 2002 | 2003 | 2004 | 2005 | 2006 | 2007 | 2008 | 2009 | 2010 | 2011 | 2012 | 2013 | 2014 | 2015 | 2016 | 2017 | 2018 | 2019 | 2020 | 2021 | 2022 | 2023 | 2024 | 2025 | 2026 | 2027 | 2028 | 2029 | 2030 | 2031 | 2032 | 2033 | 2034 | 2035 | 2036 | 2037 | 2038 | 2039 | 2040 | 2041 | 2042 | 2043 | 2044 | 2045 | 2046 | 2047 | 2048 | 2049 | 2050 | 2051
| Two Degrees | 4.7819 | 5.4059 | 6.2208 | 7.1085 | 8.047 | 8.9459 | 9.7338 | 10.431 | 11.112 | 11.8079 | 12.4701 | 13.0559 | 13.5546 | 14.0791 | 14.665 | 15.2226 | 15.7591 | 16.2187 | 16.5438 | 16.7468 | 17.1251 | 17.0605 | 17.0232 | 17.0898 | 17.0633 | 17.0439 | 17.0494 | 17.046 | 16.9882 | 16.988 | 16.9794 | 16.835 | 17.3996 | 17.3262 | 17.1634 | 17.0136 | 16.7458 | 16.4136 | 15.6531 | 14.1991 | 13.8878 | 13.746 | 13.4227 | 13.0057 | 12.472 | 12.061 | 11.5739 | 11.0678 | 10.5451 | 9.9809 | 9.4096 | 8.8304 | 8.2452 | 7.7027 | 7.234 | 6.7547 | 6.3188 | 5.8878 | 5.5899 | 5.2881 | 5.2036 | 5.066 | 4.9316 | 4.8004 | 4.6724 | 4.5475 | 4.4258 | 4.3072 | 4.1917 | 4.0792 | 3.9698 | 3.8963 | 3.824 | 3.753 | 3.6833 | 3.6149 | 3.5476 | 3.4814 | 3.4164 | 3.3525 | 3.2899 | 3.2284
| Slow Progression | 4.7819 | 5.4059 | 6.2208 | 7.1085 | 8.047 | 8.9459 | 9.7338 | 10.431 | 11.112 | 11.8079 | 12.4701 | 13.0559 | 13.5546 | 14.0791 | 14.665 | 15.2226 | 15.7591 | 16.2187 | 16.5438 | 16.7468 | 17.1251 | 17.0605 | 17.0232 | 17.0898 | 17.0633 | 17.0439 | 17.0494 | 17.046 | 16.9882 | 16.988 | 16.9794 | 16.835 | 17.3996 | 17.3262 | 17.1634 | 17.0136 | 16.7458 | 16.4136 | 15.6531 | 14.1991 | 13.8878 | 13.746 | 13.4227 | 13.0057 | 12.472 | 12.061 | 11.5683 | 11.0572 | 10.5302 | 9.972 | 9.4009 | 8.8151 | 8.2186 | 7.6744 | 7.2042 | 6.724 | 6.2876 | 5.8566 | 5.5574 | 5.2545 | 5.168 | 5.2039 | 5.2392 | 5.2741 | 5.3085 | 5.3425 | 5.3762 | 5.4096 | 5.4427 | 5.4757 | 5.5085 | 5.5413 | 5.574 | 5.6066 | 5.6392 | 5.6717 | 5.704 | 5.7362 | 5.7683 | 5.8002 | 5.8322 | 5.8643
| Steady State | 4.7819 | 5.4059 | 6.2208 | 7.1085 | 8.047 | 8.9459 | 9.7338 | 10.431 | 11.112 | 11.8079 | 12.4701 | 13.0559 | 13.5546 | 14.0791 | 14.665 | 15.2226 | 15.7591 | 16.2187 | 16.5438 | 16.7468 | 17.1251 | 17.0605 | 17.0232 | 17.0898 | 17.0633 | 17.0439 | 17.0494 | 17.046 | 16.9882 | 16.988 | 16.9794 | 16.835 | 17.3996 | 17.3262 | 17.1634 | 17.0136 | 16.7458 | 16.4136 | 15.6531 | 14.1991 | 13.8878 | 13.746 | 13.4227 | 13.0057 | 12.472 | 12.061 | 11.6325 | 11.1879 | 10.7293 | 10.2414 | 9.7424 | 9.2309 | 8.7103 | 8.1791 | 7.7061 | 7.2893 | 6.8694 | 6.4998 | 6.1223 | 5.801 | 5.5383 | 5.2714 | 5.1931 | 5.2251 | 5.2566 | 5.2877 | 5.3185 | 5.3489 | 5.3792 | 5.4092 | 5.4391 | 5.4689 | 5.4986 | 5.5282 | 5.5577 | 5.5872 | 5.6165 | 5.6457 | 5.6747 | 5.7035 | 5.7324 | 5.7615
| Consumer Power | 4.7819 | 5.4059 | 6.2208 | 7.1085 | 8.047 | 8.9459 | 9.7338 | 10.431 | 11.112 | 11.8079 | 12.4701 | 13.0559 | 13.5546 | 14.0791 | 14.665 | 15.2226 | 15.7591 | 16.2187 | 16.5438 | 16.7468 | 17.1251 | 17.0605 | 17.0232 | 17.0898 | 17.0633 | 17.0439 | 17.0494 | 17.046 | 16.9882 | 16.988 | 16.9794 | 16.835 | 17.3996 | 17.3262 | 17.1634 | 17.0136 | 16.7458 | 16.4136 | 15.6531 | 14.1991 | 13.8878 | 13.746 | 13.4227 | 13.0057 | 12.472 | 12.061 | 11.715 | 11.354 | 10.9792 | 10.5751 | 10.1602 | 9.7331 | 9.2966 | 8.8496 | 8.3939 | 7.9656 | 7.6109 | 7.2607 | 6.9482 | 6.6269 | 6.299 | 6.0369 | 5.8154 | 5.5894 | 5.3602 | 5.3907 | 5.4269 | 5.4629 | 5.4986 | 5.5342 | 5.5696 | 5.6051 | 5.6404 | 5.6756 | 5.7108 | 5.746 | 5.781 | 5.8159 | 5.8506 | 5.8852 | 5.9199 | 5.9548
Breakdown
Two Degrees
Appliances Millions
| Year | 1970 | 1971 | 1972 | 1973 | 1974 | 1975 | 1976 | 1977 | 1978 | 1979 | 1980 | 1981 | 1982 | 1983 | 1984 | 1985 | 1986 | 1987 | 1988 | 1989 | 1990 | 1991 | 1992 | 1993 | 1994 | 1995 | 1996 | 1997 | 1998 | 1999 | 2000 | 2001 | 2002 | 2003 | 2004 | 2005 | 2006 | 2007 | 2008 | 2009 | 2010 | 2011 | 2012 | 2013 | 2014 | 2015 | 2016 | 2017 | 2018 | 2019 | 2020 | 2021 | 2022 | 2023 | 2024 | 2025 | 2026 | 2027 | 2028 | 2029 | 2030 | 2031 | 2032 | 2033 | 2034 | 2035 | 2036 | 2037 | 2038 | 2039 | 2040 | 2041 | 2042 | 2043 | 2044 | 2045 | 2046 | 2047 | 2048 | 2049 | 2050 | 2051
| Chest Freezer | 0.23089 | 0.45274 | 0.72879 | 1.0472 | 1.3951 | 1.7587 | 2.124 | 2.4766 | 2.8015 | 3.0833 | 3.3059 | 3.4437 | 3.5577 | 3.6796 | 3.8198 | 3.9288 | 3.9632 | 3.9554 | 3.9389 | 3.9424 | 3.9878 | 4.0514 | 4.0859 | 4.1067 | 4.116 | 4.1527 | 4.1785 | 4.1923 | 4.2009 | 4.2057 | 4.2116 | 4.2354 | 4.2365 | 4.2311 | 4.2182 | 4.2148 | 4.2095 | 4.2014 | 4.1933 | 4.1861 | 4.181 | 4.179 | 4.1829 | 4.1922 | 4.208 | 4.2315 | 4.2293 | 4.2253 | 4.2192 | 4.2051 | 4.1896 | 4.1727 | 4.1545 | 4.135 | 4.1148 | 4.0938 | 4.0721 | 4.0495 | 4.0261 | 4.0018 | 3.9767 | 3.9508 | 3.9242 | 3.8967 | 3.8687 | 3.84 | 3.8108 | 3.7809 | 3.7507 | 3.7201 | 3.689 | 3.6576 | 3.6258 | 3.5938 | 3.5615 | 3.5287 | 3.4957 | 3.4623 | 3.4286 | 3.3944 | 3.3601 | 3.3257
| Fridge-freezer | 0 | 0 | 0.19013 | 0.40178 | 0.69265 | 1.0651 | 1.5214 | 2.0252 | 2.5751 | 3.1622 | 3.8066 | 4.4477 | 5.0755 | 5.7784 | 6.6309 | 7.5931 | 8.5812 | 9.5118 | 10.2972 | 10.9356 | 11.4657 | 11.9744 | 12.4218 | 12.8477 | 13.2672 | 13.7145 | 14.1141 | 14.4621 | 14.7807 | 15.136 | 15.9862 | 16.4521 | 16.6708 | 16.8818 | 17.0784 | 17.3257 | 17.5099 | 17.6873 | 17.8649 | 18.0425 | 18.2203 | 18.398 | 18.5847 | 18.7713 | 18.9577 | 19.144 | 19.3628 | 19.5776 | 19.7857 | 19.9589 | 20.1288 | 20.295 | 20.457 | 20.6146 | 20.7713 | 20.9269 | 21.0804 | 21.2317 | 21.3809 | 21.528 | 21.6727 | 21.815 | 21.9551 | 22.0933 | 22.2293 | 22.3636 | 22.4964 | 22.6282 | 22.7588 | 22.8886 | 23.0179 | 23.1468 | 23.2753 | 23.4035 | 23.5313 | 23.659 | 23.7859 | 23.9123 | 24.0379 | 24.1628 | 24.2882 | 24.4139
| Refrigerator | 10.9134 | 11.8523 | 12.7757 | 13.7335 | 14.6099 | 15.2116 | 15.3846 | 15.2757 | 15.1144 | 15.0346 | 14.9046 | 14.7368 | 14.4579 | 14.121 | 13.6732 | 13.1259 | 12.694 | 12.3708 | 12.1478 | 11.9641 | 11.7316 | 11.4938 | 11.2312 | 10.9823 | 10.7461 | 10.4863 | 10.27 | 10.2082 | 10.0266 | 10.0907 | 9.4464 | 9.3311 | 9.358 | 9.3788 | 9.39 | 9.4272 | 9.5274 | 9.624 | 9.7206 | 9.8172 | 9.914 | 10.011 | 10.1122 | 10.2138 | 10.3152 | 10.4166 | 10.536 | 10.6531 | 10.7666 | 10.8612 | 10.9539 | 11.0447 | 11.1332 | 11.2192 | 11.3048 | 11.3898 | 11.4736 | 11.5563 | 11.6378 | 11.7182 | 11.7972 | 11.875 | 11.9516 | 12.0271 | 12.1014 | 12.1748 | 12.2474 | 12.3195 | 12.3909 | 12.4619 | 12.5326 | 12.6031 | 12.6733 | 12.7434 | 12.8134 | 12.8832 | 12.9526 | 13.0217 | 13.0904 | 13.1588 | 13.2273 | 13.2961
| Upright Freezer | 0.042351 | 0.13181 | 0.26399 | 0.43474 | 0.63973 | 0.87427 | 1.1335 | 1.4126 | 1.7064 | 2.0096 | 2.3166 | 2.639 | 2.9532 | 3.2893 | 3.6511 | 3.9662 | 4.2525 | 4.4777 | 4.6076 | 4.6694 | 4.6813 | 4.7068 | 4.7855 | 4.9266 | 5.1234 | 5.3433 | 5.5545 | 5.7544 | 5.9508 | 6.1451 | 6.3438 | 6.5726 | 6.7687 | 6.9543 | 7.1265 | 7.312 | 7.4904 | 7.6584 | 7.8188 | 7.9712 | 8.1154 | 8.251 | 8.3821 | 8.504 | 8.6167 | 8.7198 | 8.9081 | 9.0963 | 9.2825 | 9.4535 | 9.6239 | 9.7937 | 9.9622 | 10.1294 | 10.297 | 10.4651 | 10.6326 | 10.7999 | 10.9668 | 11.1336 | 11.2996 | 11.465 | 11.6299 | 11.7946 | 11.9585 | 12.1221 | 12.2854 | 12.449 | 12.6122 | 12.7754 | 12.9389 | 13.1029 | 13.2669 | 13.4312 | 13.5958 | 13.761 | 13.926 | 14.0911 | 14.2562 | 14.4216 | 14.5874 | 14.7539
| Total | 11.1867 | 12.4368 | 13.9586 | 15.6172 | 17.3373 | 18.9096 | 20.1636 | 21.1901 | 22.1974 | 23.2898 | 24.3337 | 25.2672 | 26.0443 | 26.8683 | 27.7749 | 28.614 | 29.4908 | 30.3157 | 30.9915 | 31.5115 | 31.8665 | 32.2265 | 32.5243 | 32.8633 | 33.2527 | 33.6968 | 34.1172 | 34.6171 | 34.959 | 35.5775 | 35.9879 | 36.5912 | 37.034 | 37.4459 | 37.8131 | 38.2797 | 38.7371 | 39.1711 | 39.5976 | 40.0171 | 40.4306 | 40.839 | 41.2619 | 41.6813 | 42.0977 | 42.512 | 43.0363 | 43.5524 | 44.054 | 44.4786 | 44.8962 | 45.306 | 45.7069 | 46.0981 | 46.488 | 46.8756 | 47.2587 | 47.6374 | 48.0116 | 48.3816 | 48.7461 | 49.1059 | 49.4608 | 49.8117 | 50.1579 | 50.5005 | 50.84 | 51.1776 | 51.5126 | 51.846 | 52.1783 | 52.5104 | 52.8414 | 53.1719 | 53.502 | 53.8318 | 54.1602 | 54.4874 | 54.8131 | 55.1376 | 55.463 | 55.7897
Demand TWh/yr
| Year | 1970 | 1971 | 1972 | 1973 | 1974 | 1975 | 1976 | 1977 | 1978 | 1979 | 1980 | 1981 | 1982 | 1983 | 1984 | 1985 | 1986 | 1987 | 1988 | 1989 | 1990 | 1991 | 1992 | 1993 | 1994 | 1995 | 1996 | 1997 | 1998 | 1999 | 2000 | 2001 | 2002 | 2003 | 2004 | 2005 | 2006 | 2007 | 2008 | 2009 | 2010 | 2011 | 2012 | 2013 | 2014 | 2015 | 2016 | 2017 | 2018 | 2019 | 2020 | 2021 | 2022 | 2023 | 2024 | 2025 | 2026 | 2027 | 2028 | 2029 | 2030 | 2031 | 2032 | 2033 | 2034 | 2035 | 2036 | 2037 | 2038 | 2039 | 2040 | 2041 | 2042 | 2043 | 2044 | 2045 | 2046 | 2047 | 2048 | 2049 | 2050 | 2051
| Chest Freezer | 0.1793 | 0.34868 | 0.55592 | 0.79024 | 1.0405 | 1.2955 | 1.5447 | 1.778 | 1.986 | 2.1599 | 2.2915 | 2.3676 | 2.4252 | 2.481 | 2.5391 | 2.5726 | 2.56 | 2.5183 | 2.4643 | 2.4125 | 2.4141 | 2.3592 | 2.3011 | 2.2427 | 2.1758 | 2.1146 | 2.0618 | 2.0112 | 1.9627 | 1.9142 | 1.861 | 1.8119 | 1.848 | 1.8208 | 1.7837 | 1.7465 | 1.7095 | 1.6678 | 1.5811 | 1.417 | 1.3548 | 1.3076 | 1.2456 | 1.1776 | 1.1075 | 1.0521 | 0.98305 | 0.91353 | 0.84391 | 0.773 | 0.70234 | 0.63177 | 0.56177 | 0.49219 | 0.42318 | 0.35456 | 0.33798 | 0.33611 | 0.33417 | 0.33215 | 0.33007 | 0.31444 | 0.29948 | 0.28515 | 0.27146 | 0.25837 | 0.24586 | 0.2339 | 0.22249 | 0.2116 | 0.20121 | 0.19334 | 0.18575 | 0.17843 | 0.17138 | 0.16456 | 0.15799 | 0.15166 | 0.14555 | 0.13966 | 0.13398 | 0.12852
| Fridge-freezer | 0 | 0 | 0.13669 | 0.28779 | 0.49399 | 0.75616 | 1.0751 | 1.4247 | 1.8035 | 2.2051 | 2.6425 | 3.0744 | 3.4941 | 3.9602 | 4.5209 | 5.1482 | 5.7863 | 6.3808 | 6.8755 | 7.2701 | 7.7179 | 7.9552 | 8.1743 | 8.4251 | 8.6073 | 8.7962 | 8.9748 | 9.1117 | 9.2171 | 9.3175 | 9.5899 | 9.616 | 9.9855 | 9.9772 | 9.9206 | 9.8733 | 9.7043 | 9.498 | 9.0454 | 8.2036 | 8.0322 | 7.9752 | 7.8154 | 7.6006 | 7.3097 | 7.089 | 6.861 | 6.6239 | 6.3786 | 6.106 | 5.8335 | 5.5609 | 5.2884 | 5.0002 | 4.7068 | 4.4072 | 4.1032 | 3.7938 | 3.4793 | 3.1588 | 3.0558 | 2.9876 | 2.9204 | 2.8544 | 2.7895 | 2.7258 | 2.6632 | 2.6019 | 2.5418 | 2.4829 | 2.4252 | 2.3862 | 2.3478 | 2.3099 | 2.2725 | 2.2356 | 2.1992 | 2.1633 | 2.1278 | 2.0928 | 2.0583 | 2.0244
| Refrigerator | 4.5696 | 4.9558 | 5.3278 | 5.7048 | 6.0398 | 6.2568 | 6.2987 | 6.2259 | 6.1278 | 6.0548 | 5.9574 | 5.8406 | 5.6789 | 5.4923 | 5.2638 | 4.9995 | 4.7739 | 4.5853 | 4.4313 | 4.2944 | 4.2096 | 4.0174 | 3.8432 | 3.7004 | 3.5397 | 3.3743 | 3.2317 | 3.1274 | 2.9948 | 2.927 | 2.6969 | 2.5785 | 2.6159 | 2.5618 | 2.495 | 2.4339 | 2.3881 | 2.3304 | 2.2161 | 2.0088 | 1.9686 | 1.9474 | 1.9029 | 1.8468 | 1.7751 | 1.7208 | 1.6011 | 1.4774 | 1.3506 | 1.2187 | 1.084 | 0.94638 | 0.80656 | 0.72925 | 0.73481 | 0.74034 | 0.74579 | 0.75116 | 0.75646 | 0.76168 | 0.76682 | 0.73414 | 0.70275 | 0.67261 | 0.64368 | 0.61593 | 0.58931 | 0.56379 | 0.53934 | 0.51591 | 0.49347 | 0.47805 | 0.46308 | 0.44857 | 0.43449 | 0.42084 | 0.4076 | 0.39474 | 0.38228 | 0.37018 | 0.35847 | 0.34712
| Upright Freezer | 0.033034 | 0.10142 | 0.2004 | 0.3256 | 0.47271 | 0.63736 | 0.8153 | 1.0024 | 1.1947 | 1.3882 | 1.5788 | 1.7732 | 1.9564 | 2.1456 | 2.3413 | 2.5023 | 2.6389 | 2.7343 | 2.7727 | 2.7698 | 2.7835 | 2.7287 | 2.7046 | 2.7217 | 2.7405 | 2.7588 | 2.7812 | 2.7957 | 2.8136 | 2.8293 | 2.8316 | 2.8286 | 2.9503 | 2.9663 | 2.964 | 2.96 | 2.9438 | 2.9174 | 2.8106 | 2.5697 | 2.5322 | 2.5158 | 2.4589 | 2.3807 | 2.2797 | 2.1992 | 2.1287 | 2.0529 | 1.9721 | 1.8832 | 1.7897 | 1.6913 | 1.5885 | 1.481 | 1.3692 | 1.2526 | 1.1319 | 1.0067 | 1.0199 | 1.0354 | 1.0509 | 1.0298 | 1.0089 | 0.98824 | 0.96774 | 0.94745 | 0.9274 | 0.90764 | 0.88811 | 0.86886 | 0.84991 | 0.83862 | 0.82736 | 0.81614 | 0.80496 | 0.79386 | 0.78279 | 0.77177 | 0.7608 | 0.7499 | 0.73908 | 0.72836
| Total | 4.7819 | 5.4059 | 6.2208 | 7.1085 | 8.047 | 8.9459 | 9.7338 | 10.431 | 11.112 | 11.8079 | 12.4701 | 13.0559 | 13.5546 | 14.0791 | 14.665 | 15.2226 | 15.7591 | 16.2187 | 16.5438 | 16.7468 | 17.1251 | 17.0605 | 17.0232 | 17.0898 | 17.0633 | 17.0439 | 17.0494 | 17.046 | 16.9882 | 16.988 | 16.9794 | 16.835 | 17.3996 | 17.3262 | 17.1634 | 17.0136 | 16.7458 | 16.4136 | 15.6531 | 14.1991 | 13.8878 | 13.746 | 13.4227 | 13.0057 | 12.472 | 12.061 | 11.5739 | 11.0678 | 10.5451 | 9.9809 | 9.4096 | 8.8304 | 8.2452 | 7.7027 | 7.234 | 6.7547 | 6.3188 | 5.8878 | 5.5899 | 5.2881 | 5.2036 | 5.066 | 4.9316 | 4.8004 | 4.6724 | 4.5475 | 4.4258 | 4.3072 | 4.1917 | 4.0792 | 3.9698 | 3.8963 | 3.824 | 3.753 | 3.6833 | 3.6149 | 3.5476 | 3.4814 | 3.4164 | 3.3525 | 3.2899 | 3.2284
Slow Progression
Appliances Millions
| Year | 1970 | 1971 | 1972 | 1973 | 1974 | 1975 | 1976 | 1977 | 1978 | 1979 | 1980 | 1981 | 1982 | 1983 | 1984 | 1985 | 1986 | 1987 | 1988 | 1989 | 1990 | 1991 | 1992 | 1993 | 1994 | 1995 | 1996 | 1997 | 1998 | 1999 | 2000 | 2001 | 2002 | 2003 | 2004 | 2005 | 2006 | 2007 | 2008 | 2009 | 2010 | 2011 | 2012 | 2013 | 2014 | 2015 | 2016 | 2017 | 2018 | 2019 | 2020 | 2021 | 2022 | 2023 | 2024 | 2025 | 2026 | 2027 | 2028 | 2029 | 2030 | 2031 | 2032 | 2033 | 2034 | 2035 | 2036 | 2037 | 2038 | 2039 | 2040 | 2041 | 2042 | 2043 | 2044 | 2045 | 2046 | 2047 | 2048 | 2049 | 2050 | 2051
| Chest Freezer | 0.23089 | 0.45274 | 0.72879 | 1.0472 | 1.3951 | 1.7587 | 2.124 | 2.4766 | 2.8015 | 3.0833 | 3.3059 | 3.4437 | 3.5577 | 3.6796 | 3.8198 | 3.9288 | 3.9632 | 3.9554 | 3.9389 | 3.9424 | 3.9878 | 4.0514 | 4.0859 | 4.1067 | 4.116 | 4.1527 | 4.1785 | 4.1923 | 4.2009 | 4.2057 | 4.2116 | 4.2354 | 4.2365 | 4.2311 | 4.2182 | 4.2148 | 4.2095 | 4.2014 | 4.1933 | 4.1861 | 4.181 | 4.179 | 4.1829 | 4.1922 | 4.208 | 4.2315 | 4.2293 | 4.2253 | 4.2192 | 4.2051 | 4.1896 | 4.1727 | 4.1545 | 4.135 | 4.1148 | 4.0938 | 4.0721 | 4.0495 | 4.0261 | 4.0018 | 3.9767 | 3.9508 | 3.9242 | 3.8967 | 3.8687 | 3.84 | 3.8108 | 3.7809 | 3.7507 | 3.7201 | 3.689 | 3.6576 | 3.6258 | 3.5938 | 3.5615 | 3.5287 | 3.4957 | 3.4623 | 3.4286 | 3.3944 | 3.3601 | 3.3257
| Fridge-freezer | 0 | 0 | 0.19013 | 0.40178 | 0.69265 | 1.0651 | 1.5214 | 2.0252 | 2.5751 | 3.1622 | 3.8066 | 4.4477 | 5.0755 | 5.7784 | 6.6309 | 7.5931 | 8.5812 | 9.5118 | 10.2972 | 10.9356 | 11.4657 | 11.9744 | 12.4218 | 12.8477 | 13.2672 | 13.7145 | 14.1141 | 14.4621 | 14.7807 | 15.136 | 15.9862 | 16.4521 | 16.6708 | 16.8818 | 17.0784 | 17.3257 | 17.5099 | 17.6873 | 17.8649 | 18.0425 | 18.2203 | 18.398 | 18.5847 | 18.7713 | 18.9577 | 19.144 | 19.3564 | 19.5648 | 19.7662 | 19.9328 | 20.096 | 20.2554 | 20.4107 | 20.5613 | 20.7112 | 20.8598 | 21.0062 | 21.1505 | 21.2926 | 21.4325 | 21.57 | 21.7051 | 21.8379 | 21.9687 | 22.0974 | 22.2243 | 22.3497 | 22.4741 | 22.5972 | 22.7196 | 22.8413 | 22.9627 | 23.0836 | 23.2041 | 23.3243 | 23.4443 | 23.5635 | 23.6821 | 23.8 | 23.9171 | 24.0346 | 24.1526
| Refrigerator | 10.9134 | 11.8523 | 12.7757 | 13.7335 | 14.6099 | 15.2116 | 15.3846 | 15.2757 | 15.1144 | 15.0346 | 14.9046 | 14.7368 | 14.4579 | 14.121 | 13.6732 | 13.1259 | 12.694 | 12.3708 | 12.1478 | 11.9641 | 11.7316 | 11.4938 | 11.2312 | 10.9823 | 10.7461 | 10.4863 | 10.27 | 10.2082 | 10.0266 | 10.0907 | 9.4464 | 9.3311 | 9.358 | 9.3788 | 9.39 | 9.4272 | 9.5274 | 9.624 | 9.7206 | 9.8172 | 9.914 | 10.011 | 10.1122 | 10.2138 | 10.3152 | 10.4166 | 10.5302 | 10.6415 | 10.7491 | 10.8376 | 10.9244 | 11.009 | 11.0913 | 11.1711 | 11.2505 | 11.3292 | 11.4067 | 11.4829 | 11.558 | 11.6319 | 11.7044 | 11.7757 | 11.8457 | 11.9146 | 11.9823 | 12.0491 | 12.115 | 12.1803 | 12.245 | 12.3092 | 12.3731 | 12.4368 | 12.5002 | 12.5634 | 12.6264 | 12.6893 | 12.7517 | 12.8139 | 12.8756 | 12.9368 | 12.9983 | 13.06
| Upright Freezer | 0.042351 | 0.13181 | 0.26399 | 0.43474 | 0.63973 | 0.87427 | 1.1335 | 1.4126 | 1.7064 | 2.0096 | 2.3166 | 2.639 | 2.9532 | 3.2893 | 3.6511 | 3.9662 | 4.2525 | 4.4777 | 4.6076 | 4.6694 | 4.6813 | 4.7068 | 4.7855 | 4.9266 | 5.1234 | 5.3433 | 5.5545 | 5.7544 | 5.9508 | 6.1451 | 6.3438 | 6.5726 | 6.7687 | 6.9543 | 7.1265 | 7.312 | 7.4904 | 7.6584 | 7.8188 | 7.9712 | 8.1154 | 8.251 | 8.3821 | 8.504 | 8.6167 | 8.7198 | 8.8981 | 9.076 | 9.2519 | 9.4124 | 9.5723 | 9.7315 | 9.8893 | 10.0456 | 10.2023 | 10.3594 | 10.5159 | 10.672 | 10.8277 | 10.9833 | 11.1379 | 11.2919 | 11.4454 | 11.5986 | 11.751 | 11.9029 | 12.0546 | 12.2065 | 12.3579 | 12.5094 | 12.661 | 12.8131 | 12.9652 | 13.1175 | 13.27 | 13.4231 | 13.576 | 13.7289 | 13.8818 | 14.0349 | 14.1884 | 14.3425
| Total | 11.1867 | 12.4368 | 13.9586 | 15.6172 | 17.3373 | 18.9096 | 20.1636 | 21.1901 | 22.1974 | 23.2898 | 24.3337 | 25.2672 | 26.0443 | 26.8683 | 27.7749 | 28.614 | 29.4908 | 30.3157 | 30.9915 | 31.5115 | 31.8665 | 32.2265 | 32.5243 | 32.8633 | 33.2527 | 33.6968 | 34.1172 | 34.6171 | 34.959 | 35.5775 | 35.9879 | 36.5912 | 37.034 | 37.4459 | 37.8131 | 38.2797 | 38.7371 | 39.1711 | 39.5976 | 40.0171 | 40.4306 | 40.839 | 41.2619 | 41.6813 | 42.0977 | 42.512 | 43.0141 | 43.5077 | 43.9864 | 44.388 | 44.7823 | 45.1685 | 45.5458 | 45.9131 | 46.2789 | 46.6422 | 47.0009 | 47.355 | 47.7044 | 48.0494 | 48.389 | 48.7236 | 49.0532 | 49.3787 | 49.6994 | 50.0164 | 50.3302 | 50.6418 | 50.9509 | 51.2583 | 51.5644 | 51.8702 | 52.1748 | 52.4788 | 52.7822 | 53.0853 | 53.3869 | 53.6872 | 53.9859 | 54.2833 | 54.5815 | 54.8809
| Year | 1970 | 1971 | 1972 | 1973 | 1974 | 1975 | 1976 | 1977 | 1978 | 1979 | 1980 | 1981 | 1982 | 1983 | 1984 | 1985 | 1986 | 1987 | 1988 | 1989 | 1990 | 1991 | 1992 | 1993 | 1994 | 1995 | 1996 | 1997 | 1998 | 1999 | 2000 | 2001 | 2002 | 2003 | 2004 | 2005 | 2006 | 2007 | 2008 | 2009 | 2010 | 2011 | 2012 | 2013 | 2014 | 2015 | 2016 | 2017 | 2018 | 2019 | 2020 | 2021 | 2022 | 2023 | 2024 | 2025 | 2026 | 2027 | 2028 | 2029 | 2030 | 2031 | 2032 | 2033 | 2034 | 2035 | 2036 | 2037 | 2038 | 2039 | 2040 | 2041 | 2042 | 2043 | 2044 | 2045 | 2046 | 2047 | 2048 | 2049 | 2050 | 2051
| Chest Freezer | 0.1793 | 0.34868 | 0.55592 | 0.79024 | 1.0405 | 1.2955 | 1.5447 | 1.778 | 1.986 | 2.1599 | 2.2915 | 2.3676 | 2.4252 | 2.481 | 2.5391 | 2.5726 | 2.56 | 2.5183 | 2.4643 | 2.4125 | 2.4141 | 2.3592 | 2.3011 | 2.2427 | 2.1758 | 2.1146 | 2.0618 | 2.0112 | 1.9627 | 1.9142 | 1.861 | 1.8119 | 1.848 | 1.8208 | 1.7837 | 1.7465 | 1.7095 | 1.6678 | 1.5811 | 1.417 | 1.3548 | 1.3076 | 1.2456 | 1.1776 | 1.1075 | 1.0521 | 0.98305 | 0.91353 | 0.84391 | 0.773 | 0.70234 | 0.63177 | 0.56177 | 0.49219 | 0.42318 | 0.35456 | 0.33798 | 0.33611 | 0.33417 | 0.33215 | 0.33007 | 0.32792 | 0.32571 | 0.32343 | 0.3211 | 0.31872 | 0.3163 | 0.31382 | 0.31131 | 0.30877 | 0.30619 | 0.30358 | 0.30095 | 0.29829 | 0.2956 | 0.29288 | 0.29014 | 0.28737 | 0.28457 | 0.28173 | 0.27889 | 0.27603
| Fridge-freezer | 0 | 0 | 0.13669 | 0.28779 | 0.49399 | 0.75616 | 1.0751 | 1.4247 | 1.8035 | 2.2051 | 2.6425 | 3.0744 | 3.4941 | 3.9602 | 4.5209 | 5.1482 | 5.7863 | 6.3808 | 6.8755 | 7.2701 | 7.7179 | 7.9552 | 8.1743 | 8.4251 | 8.6073 | 8.7962 | 8.9748 | 9.1117 | 9.2171 | 9.3175 | 9.5899 | 9.616 | 9.9855 | 9.9772 | 9.9206 | 9.8733 | 9.7043 | 9.498 | 9.0454 | 8.2036 | 8.0322 | 7.9752 | 7.8154 | 7.6006 | 7.3097 | 7.089 | 6.8587 | 6.6195 | 6.3723 | 6.1079 | 5.8373 | 5.5595 | 5.2764 | 4.9873 | 4.6932 | 4.3931 | 4.0887 | 3.7793 | 3.4649 | 3.1448 | 3.0414 | 3.0604 | 3.0791 | 3.0976 | 3.1157 | 3.1336 | 3.1513 | 3.1688 | 3.1862 | 3.2035 | 3.2206 | 3.2377 | 3.2548 | 3.2718 | 3.2887 | 3.3056 | 3.3225 | 3.3392 | 3.3558 | 3.3723 | 3.3889 | 3.4055
| Refrigerator | 4.5696 | 4.9558 | 5.3278 | 5.7048 | 6.0398 | 6.2568 | 6.2987 | 6.2259 | 6.1278 | 6.0548 | 5.9574 | 5.8406 | 5.6789 | 5.4923 | 5.2638 | 4.9995 | 4.7739 | 4.5853 | 4.4313 | 4.2944 | 4.2096 | 4.0174 | 3.8432 | 3.7004 | 3.5397 | 3.3743 | 3.2317 | 3.1274 | 2.9948 | 2.927 | 2.6969 | 2.5785 | 2.6159 | 2.5618 | 2.495 | 2.4339 | 2.3881 | 2.3304 | 2.2161 | 2.0088 | 1.9686 | 1.9474 | 1.9029 | 1.8468 | 1.7751 | 1.7208 | 1.6002 | 1.4758 | 1.3484 | 1.216 | 1.0811 | 0.94332 | 0.80353 | 0.72612 | 0.73128 | 0.7364 | 0.74143 | 0.74639 | 0.75127 | 0.75607 | 0.76079 | 0.76542 | 0.76997 | 0.77445 | 0.77885 | 0.78319 | 0.78747 | 0.79172 | 0.79593 | 0.8001 | 0.80425 | 0.80839 | 0.81251 | 0.81662 | 0.82072 | 0.8248 | 0.82886 | 0.8329 | 0.83691 | 0.8409 | 0.84489 | 0.8489
| Upright Freezer | 0.033034 | 0.10142 | 0.2004 | 0.3256 | 0.47271 | 0.63736 | 0.8153 | 1.0024 | 1.1947 | 1.3882 | 1.5788 | 1.7732 | 1.9564 | 2.1456 | 2.3413 | 2.5023 | 2.6389 | 2.7343 | 2.7727 | 2.7698 | 2.7835 | 2.7287 | 2.7046 | 2.7217 | 2.7405 | 2.7588 | 2.7812 | 2.7957 | 2.8136 | 2.8293 | 2.8316 | 2.8286 | 2.9503 | 2.9663 | 2.964 | 2.96 | 2.9438 | 2.9174 | 2.8106 | 2.5697 | 2.5322 | 2.5158 | 2.4589 | 2.3807 | 2.2797 | 2.1992 | 2.1263 | 2.0484 | 1.9656 | 1.875 | 1.7802 | 1.6806 | 1.5769 | 1.4688 | 1.3566 | 1.24 | 1.1195 | 0.99479 | 1.007 | 1.0214 | 1.0358 | 1.0502 | 1.0644 | 1.0787 | 1.0928 | 1.107 | 1.1211 | 1.1352 | 1.1493 | 1.1634 | 1.1775 | 1.1916 | 1.2058 | 1.2199 | 1.2341 | 1.2483 | 1.2626 | 1.2768 | 1.291 | 1.3052 | 1.3195 | 1.3339
| Total | 4.7819 | 5.4059 | 6.2208 | 7.1085 | 8.047 | 8.9459 | 9.7338 | 10.431 | 11.112 | 11.8079 | 12.4701 | 13.0559 | 13.5546 | 14.0791 | 14.665 | 15.2226 | 15.7591 | 16.2187 | 16.5438 | 16.7468 | 17.1251 | 17.0605 | 17.0232 | 17.0898 | 17.0633 | 17.0439 | 17.0494 | 17.046 | 16.9882 | 16.988 | 16.9794 | 16.835 | 17.3996 | 17.3262 | 17.1634 | 17.0136 | 16.7458 | 16.4136 | 15.6531 | 14.1991 | 13.8878 | 13.746 | 13.4227 | 13.0057 | 12.472 | 12.061 | 11.5683 | 11.0572 | 10.5302 | 9.972 | 9.4009 | 8.8151 | 8.2186 | 7.6744 | 7.2042 | 6.724 | 6.2876 | 5.8566 | 5.5574 | 5.2545 | 5.168 | 5.2039 | 5.2392 | 5.2741 | 5.3085 | 5.3425 | 5.3762 | 5.4096 | 5.4427 | 5.4757 | 5.5085 | 5.5413 | 5.574 | 5.6066 | 5.6392 | 5.6717 | 5.704 | 5.7362 | 5.7683 | 5.8002 | 5.8322 | 5.8643
Steady State
Appliances Millions
| Year | 1970 | 1971 | 1972 | 1973 | 1974 | 1975 | 1976 | 1977 | 1978 | 1979 | 1980 | 1981 | 1982 | 1983 | 1984 | 1985 | 1986 | 1987 | 1988 | 1989 | 1990 | 1991 | 1992 | 1993 | 1994 | 1995 | 1996 | 1997 | 1998 | 1999 | 2000 | 2001 | 2002 | 2003 | 2004 | 2005 | 2006 | 2007 | 2008 | 2009 | 2010 | 2011 | 2012 | 2013 | 2014 | 2015 | 2016 | 2017 | 2018 | 2019 | 2020 | 2021 | 2022 | 2023 | 2024 | 2025 | 2026 | 2027 | 2028 | 2029 | 2030 | 2031 | 2032 | 2033 | 2034 | 2035 | 2036 | 2037 | 2038 | 2039 | 2040 | 2041 | 2042 | 2043 | 2044 | 2045 | 2046 | 2047 | 2048 | 2049 | 2050 | 2051
| Chest Freezer | 0.23089 | 0.45274 | 0.72879 | 1.0472 | 1.3951 | 1.7587 | 2.124 | 2.4766 | 2.8015 | 3.0833 | 3.3059 | 3.4437 | 3.5577 | 3.6796 | 3.8198 | 3.9288 | 3.9632 | 3.9554 | 3.9389 | 3.9424 | 3.9878 | 4.0514 | 4.0859 | 4.1067 | 4.116 | 4.1527 | 4.1785 | 4.1923 | 4.2009 | 4.2057 | 4.2116 | 4.2354 | 4.2365 | 4.2311 | 4.2182 | 4.2148 | 4.2095 | 4.2014 | 4.1933 | 4.1861 | 4.181 | 4.179 | 4.1829 | 4.1922 | 4.208 | 4.2315 | 4.2257 | 4.218 | 4.2081 | 4.1901 | 4.1709 | 4.1501 | 4.1281 | 4.1046 | 4.0805 | 4.0555 | 4.0297 | 4.0031 | 3.9756 | 3.9472 | 3.918 | 3.888 | 3.8572 | 3.8256 | 3.7933 | 3.7604 | 3.727 | 3.6929 | 3.6584 | 3.6235 | 3.5881 | 3.5523 | 3.5163 | 3.4799 | 3.4432 | 3.406 | 3.3686 | 3.3308 | 3.2926 | 3.254 | 3.2152 | 3.1763
| Fridge-freezer | 0 | 0 | 0.19013 | 0.40178 | 0.69265 | 1.0651 | 1.5214 | 2.0252 | 2.5751 | 3.1622 | 3.8066 | 4.4477 | 5.0755 | 5.7784 | 6.6309 | 7.5931 | 8.5812 | 9.5118 | 10.2972 | 10.9356 | 11.4657 | 11.9744 | 12.4218 | 12.8477 | 13.2672 | 13.7145 | 14.1141 | 14.4621 | 14.7807 | 15.136 | 15.9862 | 16.4521 | 16.6708 | 16.8818 | 17.0784 | 17.3257 | 17.5099 | 17.6873 | 17.8649 | 18.0425 | 18.2203 | 18.398 | 18.5847 | 18.7713 | 18.9577 | 19.144 | 19.3501 | 19.5519 | 19.7468 | 19.9068 | 20.0633 | 20.2159 | 20.3643 | 20.5081 | 20.6511 | 20.7927 | 20.9321 | 21.0693 | 21.2042 | 21.337 | 21.4672 | 21.5951 | 21.7207 | 21.8442 | 21.9655 | 22.0851 | 22.2031 | 22.32 | 22.4357 | 22.5506 | 22.6647 | 22.7786 | 22.8919 | 23.0048 | 23.1174 | 23.2296 | 23.3411 | 23.452 | 23.5621 | 23.6714 | 23.7811 | 23.8912
| Refrigerator | 10.9134 | 11.8523 | 12.7757 | 13.7335 | 14.6099 | 15.2116 | 15.3846 | 15.2757 | 15.1144 | 15.0346 | 14.9046 | 14.7368 | 14.4579 | 14.121 | 13.6732 | 13.1259 | 12.694 | 12.3708 | 12.1478 | 11.9641 | 11.7316 | 11.4938 | 11.2312 | 10.9823 | 10.7461 | 10.4863 | 10.27 | 10.2082 | 10.0266 | 10.0907 | 9.4464 | 9.3311 | 9.358 | 9.3788 | 9.39 | 9.4272 | 9.5274 | 9.624 | 9.7206 | 9.8172 | 9.914 | 10.011 | 10.1122 | 10.2138 | 10.3152 | 10.4166 | 10.5244 | 10.6299 | 10.7315 | 10.8141 | 10.8948 | 10.9732 | 11.0494 | 11.1231 | 11.1962 | 11.2686 | 11.3397 | 11.4096 | 11.4782 | 11.5456 | 11.6117 | 11.6764 | 11.7398 | 11.8021 | 11.8632 | 11.9233 | 11.9826 | 12.0412 | 12.0991 | 12.1566 | 12.2136 | 12.2705 | 12.327 | 12.3834 | 12.4395 | 12.4954 | 12.5509 | 12.606 | 12.6607 | 12.7149 | 12.7694 | 12.824
| Upright Freezer | 0.042351 | 0.13181 | 0.26399 | 0.43474 | 0.63973 | 0.87427 | 1.1335 | 1.4126 | 1.7064 | 2.0096 | 2.3166 | 2.639 | 2.9532 | 3.2893 | 3.6511 | 3.9662 | 4.2525 | 4.4777 | 4.6076 | 4.6694 | 4.6813 | 4.7068 | 4.7855 | 4.9266 | 5.1234 | 5.3433 | 5.5545 | 5.7544 | 5.9508 | 6.1451 | 6.3438 | 6.5726 | 6.7687 | 6.9543 | 7.1265 | 7.312 | 7.4904 | 7.6584 | 7.8188 | 7.9712 | 8.1154 | 8.251 | 8.3821 | 8.504 | 8.6167 | 8.7198 | 8.8881 | 9.0558 | 9.2213 | 9.3714 | 9.5208 | 9.6693 | 9.8163 | 9.9619 | 10.1077 | 10.2538 | 10.3992 | 10.5442 | 10.6887 | 10.8329 | 10.9762 | 11.1189 | 11.2609 | 11.4026 | 11.5434 | 11.6838 | 11.8238 | 11.9639 | 12.1037 | 12.2434 | 12.3831 | 12.5233 | 12.6634 | 12.8037 | 12.9442 | 13.0852 | 13.2259 | 13.3667 | 13.5074 | 13.6482 | 13.7894 | 13.9312
| Total | 11.1867 | 12.4368 | 13.9586 | 15.6172 | 17.3373 | 18.9096 | 20.1636 | 21.1901 | 22.1974 | 23.2898 | 24.3337 | 25.2672 | 26.0443 | 26.8683 | 27.7749 | 28.614 | 29.4908 | 30.3157 | 30.9915 | 31.5115 | 31.8665 | 32.2265 | 32.5243 | 32.8633 | 33.2527 | 33.6968 | 34.1172 | 34.6171 | 34.959 | 35.5775 | 35.9879 | 36.5912 | 37.034 | 37.4459 | 37.8131 | 38.2797 | 38.7371 | 39.1711 | 39.5976 | 40.0171 | 40.4306 | 40.839 | 41.2619 | 41.6813 | 42.0977 | 42.512 | 42.9882 | 43.4555 | 43.9077 | 44.2824 | 44.6497 | 45.0085 | 45.3581 | 45.6977 | 46.0354 | 46.3705 | 46.7007 | 47.0261 | 47.3468 | 47.6627 | 47.9731 | 48.2784 | 48.5786 | 48.8744 | 49.1655 | 49.4526 | 49.7365 | 50.018 | 50.2968 | 50.5739 | 50.8496 | 51.1247 | 51.3986 | 51.6718 | 51.9442 | 52.2161 | 52.4865 | 52.7555 | 53.0228 | 53.2886 | 53.5551 | 53.8227
Demand TWh/yr
| Year | 1970 | 1971 | 1972 | 1973 | 1974 | 1975 | 1976 | 1977 | 1978 | 1979 | 1980 | 1981 | 1982 | 1983 | 1984 | 1985 | 1986 | 1987 | 1988 | 1989 | 1990 | 1991 | 1992 | 1993 | 1994 | 1995 | 1996 | 1997 | 1998 | 1999 | 2000 | 2001 | 2002 | 2003 | 2004 | 2005 | 2006 | 2007 | 2008 | 2009 | 2010 | 2011 | 2012 | 2013 | 2014 | 2015 | 2016 | 2017 | 2018 | 2019 | 2020 | 2021 | 2022 | 2023 | 2024 | 2025 | 2026 | 2027 | 2028 | 2029 | 2030 | 2031 | 2032 | 2033 | 2034 | 2035 | 2036 | 2037 | 2038 | 2039 | 2040 | 2041 | 2042 | 2043 | 2044 | 2045 | 2046 | 2047 | 2048 | 2049 | 2050 | 2051
| Chest Freezer | 0.1793 | 0.34868 | 0.55592 | 0.79024 | 1.0405 | 1.2955 | 1.5447 | 1.778 | 1.986 | 2.1599 | 2.2915 | 2.3676 | 2.4252 | 2.481 | 2.5391 | 2.5726 | 2.56 | 2.5183 | 2.4643 | 2.4125 | 2.4141 | 2.3592 | 2.3011 | 2.2427 | 2.1758 | 2.1146 | 2.0618 | 2.0112 | 1.9627 | 1.9142 | 1.861 | 1.8119 | 1.848 | 1.8208 | 1.7837 | 1.7465 | 1.7095 | 1.6678 | 1.5811 | 1.417 | 1.3548 | 1.3076 | 1.2456 | 1.1776 | 1.1075 | 1.0521 | 0.98675 | 0.92104 | 0.8553 | 0.78833 | 0.72168 | 0.6552 | 0.58934 | 0.52397 | 0.45923 | 0.39497 | 0.33447 | 0.33226 | 0.32998 | 0.32762 | 0.32519 | 0.3227 | 0.32015 | 0.31752 | 0.31485 | 0.31212 | 0.30934 | 0.30651 | 0.30365 | 0.30075 | 0.29781 | 0.29484 | 0.29185 | 0.28883 | 0.28578 | 0.2827 | 0.27959 | 0.27645 | 0.27329 | 0.27008 | 0.26687 | 0.26363
| Fridge-freezer | 0 | 0 | 0.13669 | 0.28779 | 0.49399 | 0.75616 | 1.0751 | 1.4247 | 1.8035 | 2.2051 | 2.6425 | 3.0744 | 3.4941 | 3.9602 | 4.5209 | 5.1482 | 5.7863 | 6.3808 | 6.8755 | 7.2701 | 7.7179 | 7.9552 | 8.1743 | 8.4251 | 8.6073 | 8.7962 | 8.9748 | 9.1117 | 9.2171 | 9.3175 | 9.5899 | 9.616 | 9.9855 | 9.9772 | 9.9206 | 9.8733 | 9.7043 | 9.498 | 9.0454 | 8.2036 | 8.0322 | 7.9752 | 7.8154 | 7.6006 | 7.3097 | 7.089 | 6.8943 | 6.6917 | 6.482 | 6.2558 | 6.0241 | 5.7861 | 5.5434 | 5.2955 | 5.0432 | 4.7859 | 4.5249 | 4.2596 | 3.99 | 3.7154 | 3.4375 | 3.1557 | 3.0626 | 3.08 | 3.0971 | 3.114 | 3.1306 | 3.1471 | 3.1634 | 3.1796 | 3.1957 | 3.2118 | 3.2278 | 3.2437 | 3.2595 | 3.2754 | 3.2911 | 3.3067 | 3.3223 | 3.3377 | 3.3531 | 3.3687
| Refrigerator | 4.5696 | 4.9558 | 5.3278 | 5.7048 | 6.0398 | 6.2568 | 6.2987 | 6.2259 | 6.1278 | 6.0548 | 5.9574 | 5.8406 | 5.6789 | 5.4923 | 5.2638 | 4.9995 | 4.7739 | 4.5853 | 4.4313 | 4.2944 | 4.2096 | 4.0174 | 3.8432 | 3.7004 | 3.5397 | 3.3743 | 3.2317 | 3.1274 | 2.9948 | 2.927 | 2.6969 | 2.5785 | 2.6159 | 2.5618 | 2.495 | 2.4339 | 2.3881 | 2.3304 | 2.2161 | 2.0088 | 1.9686 | 1.9474 | 1.9029 | 1.8468 | 1.7751 | 1.7208 | 1.6145 | 1.505 | 1.3929 | 1.2761 | 1.1571 | 1.0357 | 0.91263 | 0.78755 | 0.72775 | 0.73246 | 0.73708 | 0.74162 | 0.74608 | 0.75047 | 0.75476 | 0.75897 | 0.76309 | 0.76714 | 0.77111 | 0.77502 | 0.77887 | 0.78268 | 0.78644 | 0.79018 | 0.79389 | 0.79758 | 0.80126 | 0.80492 | 0.80857 | 0.8122 | 0.81581 | 0.81939 | 0.82295 | 0.82647 | 0.83001 | 0.83356
| Upright Freezer | 0.033034 | 0.10142 | 0.2004 | 0.3256 | 0.47271 | 0.63736 | 0.8153 | 1.0024 | 1.1947 | 1.3882 | 1.5788 | 1.7732 | 1.9564 | 2.1456 | 2.3413 | 2.5023 | 2.6389 | 2.7343 | 2.7727 | 2.7698 | 2.7835 | 2.7287 | 2.7046 | 2.7217 | 2.7405 | 2.7588 | 2.7812 | 2.7957 | 2.8136 | 2.8293 | 2.8316 | 2.8286 | 2.9503 | 2.9663 | 2.964 | 2.96 | 2.9438 | 2.9174 | 2.8106 | 2.5697 | 2.5322 | 2.5158 | 2.4589 | 2.3807 | 2.2797 | 2.1992 | 2.1368 | 2.0701 | 1.9992 | 1.9212 | 1.8396 | 1.7539 | 1.6649 | 1.5721 | 1.4759 | 1.376 | 1.2729 | 1.1663 | 1.0562 | 1.0075 | 1.0208 | 1.0341 | 1.0473 | 1.0604 | 1.0735 | 1.0866 | 1.0996 | 1.1126 | 1.1256 | 1.1386 | 1.1516 | 1.1647 | 1.1777 | 1.1907 | 1.2038 | 1.2169 | 1.23 | 1.2431 | 1.2562 | 1.2693 | 1.2824 | 1.2956
| Total | 4.7819 | 5.4059 | 6.2208 | 7.1085 | 8.047 | 8.9459 | 9.7338 | 10.431 | 11.112 | 11.8079 | 12.4701 | 13.0559 | 13.5546 | 14.0791 | 14.665 | 15.2226 | 15.7591 | 16.2187 | 16.5438 | 16.7468 | 17.1251 | 17.0605 | 17.0232 | 17.0898 | 17.0633 | 17.0439 | 17.0494 | 17.046 | 16.9882 | 16.988 | 16.9794 | 16.835 | 17.3996 | 17.3262 | 17.1634 | 17.0136 | 16.7458 | 16.4136 | 15.6531 | 14.1991 | 13.8878 | 13.746 | 13.4227 | 13.0057 | 12.472 | 12.061 | 11.6325 | 11.1879 | 10.7293 | 10.2414 | 9.7424 | 9.2309 | 8.7103 | 8.1791 | 7.7061 | 7.2893 | 6.8694 | 6.4998 | 6.1223 | 5.801 | 5.5383 | 5.2714 | 5.1931 | 5.2251 | 5.2566 | 5.2877 | 5.3185 | 5.3489 | 5.3792 | 5.4092 | 5.4391 | 5.4689 | 5.4986 | 5.5282 | 5.5577 | 5.5872 | 5.6165 | 5.6457 | 5.6747 | 5.7035 | 5.7324 | 5.7615
Consumer Power
Appliances Millions
| Year | 1970 | 1971 | 1972 | 1973 | 1974 | 1975 | 1976 | 1977 | 1978 | 1979 | 1980 | 1981 | 1982 | 1983 | 1984 | 1985 | 1986 | 1987 | 1988 | 1989 | 1990 | 1991 | 1992 | 1993 | 1994 | 1995 | 1996 | 1997 | 1998 | 1999 | 2000 | 2001 | 2002 | 2003 | 2004 | 2005 | 2006 | 2007 | 2008 | 2009 | 2010 | 2011 | 2012 | 2013 | 2014 | 2015 | 2016 | 2017 | 2018 | 2019 | 2020 | 2021 | 2022 | 2023 | 2024 | 2025 | 2026 | 2027 | 2028 | 2029 | 2030 | 2031 | 2032 | 2033 | 2034 | 2035 | 2036 | 2037 | 2038 | 2039 | 2040 | 2041 | 2042 | 2043 | 2044 | 2045 | 2046 | 2047 | 2048 | 2049 | 2050 | 2051
| Chest Freezer | 0.23089 | 0.45274 | 0.72879 | 1.0472 | 1.3951 | 1.7587 | 2.124 | 2.4766 | 2.8015 | 3.0833 | 3.3059 | 3.4437 | 3.5577 | 3.6796 | 3.8198 | 3.9288 | 3.9632 | 3.9554 | 3.9389 | 3.9424 | 3.9878 | 4.0514 | 4.0859 | 4.1067 | 4.116 | 4.1527 | 4.1785 | 4.1923 | 4.2009 | 4.2057 | 4.2116 | 4.2354 | 4.2365 | 4.2311 | 4.2182 | 4.2148 | 4.2095 | 4.2014 | 4.1933 | 4.1861 | 4.181 | 4.179 | 4.1829 | 4.1922 | 4.208 | 4.2315 | 4.2293 | 4.2253 | 4.2192 | 4.2051 | 4.1896 | 4.1727 | 4.1545 | 4.135 | 4.1148 | 4.0938 | 4.0721 | 4.0495 | 4.0261 | 4.0018 | 3.9767 | 3.9508 | 3.9242 | 3.8967 | 3.8687 | 3.84 | 3.8108 | 3.7809 | 3.7507 | 3.7201 | 3.689 | 3.6576 | 3.6258 | 3.5938 | 3.5615 | 3.5287 | 3.4957 | 3.4623 | 3.4286 | 3.3944 | 3.3601 | 3.3257
| Fridge-freezer | 0 | 0 | 0.19013 | 0.40178 | 0.69265 | 1.0651 | 1.5214 | 2.0252 | 2.5751 | 3.1622 | 3.8066 | 4.4477 | 5.0755 | 5.7784 | 6.6309 | 7.5931 | 8.5812 | 9.5118 | 10.2972 | 10.9356 | 11.4657 | 11.9744 | 12.4218 | 12.8477 | 13.2672 | 13.7145 | 14.1141 | 14.4621 | 14.7807 | 15.136 | 15.9862 | 16.4521 | 16.6708 | 16.8818 | 17.0784 | 17.3257 | 17.5099 | 17.6873 | 17.8649 | 18.0425 | 18.2203 | 18.398 | 18.5847 | 18.7713 | 18.9577 | 19.144 | 19.3628 | 19.5776 | 19.7857 | 19.9589 | 20.1288 | 20.295 | 20.457 | 20.6146 | 20.7713 | 20.9269 | 21.0804 | 21.2317 | 21.3809 | 21.528 | 21.6727 | 21.815 | 21.9551 | 22.0933 | 22.2293 | 22.3636 | 22.4964 | 22.6282 | 22.7588 | 22.8886 | 23.0179 | 23.1468 | 23.2753 | 23.4035 | 23.5313 | 23.659 | 23.7859 | 23.9123 | 24.0379 | 24.1628 | 24.2882 | 24.4139
| Refrigerator | 10.9134 | 11.8523 | 12.7757 | 13.7335 | 14.6099 | 15.2116 | 15.3846 | 15.2757 | 15.1144 | 15.0346 | 14.9046 | 14.7368 | 14.4579 | 14.121 | 13.6732 | 13.1259 | 12.694 | 12.3708 | 12.1478 | 11.9641 | 11.7316 | 11.4938 | 11.2312 | 10.9823 | 10.7461 | 10.4863 | 10.27 | 10.2082 | 10.0266 | 10.0907 | 9.4464 | 9.3311 | 9.358 | 9.3788 | 9.39 | 9.4272 | 9.5274 | 9.624 | 9.7206 | 9.8172 | 9.914 | 10.011 | 10.1122 | 10.2138 | 10.3152 | 10.4166 | 10.536 | 10.6531 | 10.7666 | 10.8612 | 10.9539 | 11.0447 | 11.1332 | 11.2192 | 11.3048 | 11.3898 | 11.4736 | 11.5563 | 11.6378 | 11.7182 | 11.7972 | 11.875 | 11.9516 | 12.0271 | 12.1014 | 12.1748 | 12.2474 | 12.3195 | 12.3909 | 12.4619 | 12.5326 | 12.6031 | 12.6733 | 12.7434 | 12.8134 | 12.8832 | 12.9526 | 13.0217 | 13.0904 | 13.1588 | 13.2273 | 13.2961
| Upright Freezer | 0.042351 | 0.13181 | 0.26399 | 0.43474 | 0.63973 | 0.87427 | 1.1335 | 1.4126 | 1.7064 | 2.0096 | 2.3166 | 2.639 | 2.9532 | 3.2893 | 3.6511 | 3.9662 | 4.2525 | 4.4777 | 4.6076 | 4.6694 | 4.6813 | 4.7068 | 4.7855 | 4.9266 | 5.1234 | 5.3433 | 5.5545 | 5.7544 | 5.9508 | 6.1451 | 6.3438 | 6.5726 | 6.7687 | 6.9543 | 7.1265 | 7.312 | 7.4904 | 7.6584 | 7.8188 | 7.9712 | 8.1154 | 8.251 | 8.3821 | 8.504 | 8.6167 | 8.7198 | 8.9081 | 9.0963 | 9.2825 | 9.4535 | 9.6239 | 9.7937 | 9.9622 | 10.1294 | 10.297 | 10.4651 | 10.6326 | 10.7999 | 10.9668 | 11.1336 | 11.2996 | 11.465 | 11.6299 | 11.7946 | 11.9585 | 12.1221 | 12.2854 | 12.449 | 12.6122 | 12.7754 | 12.9389 | 13.1029 | 13.2669 | 13.4312 | 13.5958 | 13.761 | 13.926 | 14.0911 | 14.2562 | 14.4216 | 14.5874 | 14.7539
| Total | 11.1867 | 12.4368 | 13.9586 | 15.6172 | 17.3373 | 18.9096 | 20.1636 | 21.1901 | 22.1974 | 23.2898 | 24.3337 | 25.2672 | 26.0443 | 26.8683 | 27.7749 | 28.614 | 29.4908 | 30.3157 | 30.9915 | 31.5115 | 31.8665 | 32.2265 | 32.5243 | 32.8633 | 33.2527 | 33.6968 | 34.1172 | 34.6171 | 34.959 | 35.5775 | 35.9879 | 36.5912 | 37.034 | 37.4459 | 37.8131 | 38.2797 | 38.7371 | 39.1711 | 39.5976 | 40.0171 | 40.4306 | 40.839 | 41.2619 | 41.6813 | 42.0977 | 42.512 | 43.0363 | 43.5524 | 44.054 | 44.4786 | 44.8962 | 45.306 | 45.7069 | 46.0981 | 46.488 | 46.8756 | 47.2587 | 47.6374 | 48.0116 | 48.3816 | 48.7461 | 49.1059 | 49.4608 | 49.8117 | 50.1579 | 50.5005 | 50.84 | 51.1776 | 51.5126 | 51.846 | 52.1783 | 52.5104 | 52.8414 | 53.1719 | 53.502 | 53.8318 | 54.1602 | 54.4874 | 54.8131 | 55.1376 | 55.463 | 55.7897
Demand TWh/yr
| Year | 1970 | 1971 | 1972 | 1973 | 1974 | 1975 | 1976 | 1977 | 1978 | 1979 | 1980 | 1981 | 1982 | 1983 | 1984 | 1985 | 1986 | 1987 | 1988 | 1989 | 1990 | 1991 | 1992 | 1993 | 1994 | 1995 | 1996 | 1997 | 1998 | 1999 | 2000 | 2001 | 2002 | 2003 | 2004 | 2005 | 2006 | 2007 | 2008 | 2009 | 2010 | 2011 | 2012 | 2013 | 2014 | 2015 | 2016 | 2017 | 2018 | 2019 | 2020 | 2021 | 2022 | 2023 | 2024 | 2025 | 2026 | 2027 | 2028 | 2029 | 2030 | 2031 | 2032 | 2033 | 2034 | 2035 | 2036 | 2037 | 2038 | 2039 | 2040 | 2041 | 2042 | 2043 | 2044 | 2045 | 2046 | 2047 | 2048 | 2049 | 2050 | 2051
| Chest Freezer | 0.1793 | 0.34868 | 0.55592 | 0.79024 | 1.0405 | 1.2955 | 1.5447 | 1.778 | 1.986 | 2.1599 | 2.2915 | 2.3676 | 2.4252 | 2.481 | 2.5391 | 2.5726 | 2.56 | 2.5183 | 2.4643 | 2.4125 | 2.4141 | 2.3592 | 2.3011 | 2.2427 | 2.1758 | 2.1146 | 2.0618 | 2.0112 | 1.9627 | 1.9142 | 1.861 | 1.8119 | 1.848 | 1.8208 | 1.7837 | 1.7465 | 1.7095 | 1.6678 | 1.5811 | 1.417 | 1.3548 | 1.3076 | 1.2456 | 1.1776 | 1.1075 | 1.0521 | 0.99216 | 0.93176 | 0.87121 | 0.80927 | 0.7475 | 0.68576 | 0.62448 | 0.56351 | 0.50302 | 0.44284 | 0.38334 | 0.33611 | 0.33417 | 0.33215 | 0.33007 | 0.32792 | 0.32571 | 0.32343 | 0.3211 | 0.31872 | 0.3163 | 0.31382 | 0.31131 | 0.30877 | 0.30619 | 0.30358 | 0.30095 | 0.29829 | 0.2956 | 0.29288 | 0.29014 | 0.28737 | 0.28457 | 0.28173 | 0.27889 | 0.27603
| Fridge-freezer | 0 | 0 | 0.13669 | 0.28779 | 0.49399 | 0.75616 | 1.0751 | 1.4247 | 1.8035 | 2.2051 | 2.6425 | 3.0744 | 3.4941 | 3.9602 | 4.5209 | 5.1482 | 5.7863 | 6.3808 | 6.8755 | 7.2701 | 7.7179 | 7.9552 | 8.1743 | 8.4251 | 8.6073 | 8.7962 | 8.9748 | 9.1117 | 9.2171 | 9.3175 | 9.5899 | 9.616 | 9.9855 | 9.9772 | 9.9206 | 9.8733 | 9.7043 | 9.498 | 9.0454 | 8.2036 | 8.0322 | 7.9752 | 7.8154 | 7.6006 | 7.3097 | 7.089 | 6.9367 | 6.7772 | 6.6109 | 6.4284 | 6.2407 | 6.0471 | 5.8489 | 5.6457 | 5.4384 | 5.2264 | 5.0108 | 4.791 | 4.5672 | 4.3386 | 4.1067 | 3.8709 | 3.6313 | 3.3873 | 3.1404 | 3.1533 | 3.172 | 3.1906 | 3.209 | 3.2273 | 3.2455 | 3.2637 | 3.2818 | 3.2999 | 3.3179 | 3.3359 | 3.3538 | 3.3716 | 3.3893 | 3.407 | 3.4246 | 3.4424
| Refrigerator | 4.5696 | 4.9558 | 5.3278 | 5.7048 | 6.0398 | 6.2568 | 6.2987 | 6.2259 | 6.1278 | 6.0548 | 5.9574 | 5.8406 | 5.6789 | 5.4923 | 5.2638 | 4.9995 | 4.7739 | 4.5853 | 4.4313 | 4.2944 | 4.2096 | 4.0174 | 3.8432 | 3.7004 | 3.5397 | 3.3743 | 3.2317 | 3.1274 | 2.9948 | 2.927 | 2.6969 | 2.5785 | 2.6159 | 2.5618 | 2.495 | 2.4339 | 2.3881 | 2.3304 | 2.2161 | 2.0088 | 1.9686 | 1.9474 | 1.9029 | 1.8468 | 1.7751 | 1.7208 | 1.6316 | 1.5392 | 1.4443 | 1.3446 | 1.2428 | 1.1386 | 1.0325 | 0.92447 | 0.8146 | 0.74034 | 0.74579 | 0.75116 | 0.75646 | 0.76168 | 0.76682 | 0.77188 | 0.77685 | 0.78176 | 0.78659 | 0.79136 | 0.79608 | 0.80077 | 0.80541 | 0.81002 | 0.81462 | 0.8192 | 0.82377 | 0.82832 | 0.83287 | 0.83741 | 0.84192 | 0.84641 | 0.85088 | 0.85532 | 0.85977 | 0.86425
| Upright Freezer | 0.033034 | 0.10142 | 0.2004 | 0.3256 | 0.47271 | 0.63736 | 0.8153 | 1.0024 | 1.1947 | 1.3882 | 1.5788 | 1.7732 | 1.9564 | 2.1456 | 2.3413 | 2.5023 | 2.6389 | 2.7343 | 2.7727 | 2.7698 | 2.7835 | 2.7287 | 2.7046 | 2.7217 | 2.7405 | 2.7588 | 2.7812 | 2.7957 | 2.8136 | 2.8293 | 2.8316 | 2.8286 | 2.9503 | 2.9663 | 2.964 | 2.96 | 2.9438 | 2.9174 | 2.8106 | 2.5697 | 2.5322 | 2.5158 | 2.4589 | 2.3807 | 2.2797 | 2.1992 | 2.1546 | 2.1057 | 2.0528 | 1.9929 | 1.9292 | 1.8617 | 1.7907 | 1.716 | 1.6379 | 1.5561 | 1.471 | 1.3824 | 1.2904 | 1.1945 | 1.0955 | 1.0662 | 1.0816 | 1.0969 | 1.1121 | 1.1274 | 1.1425 | 1.1578 | 1.1729 | 1.1881 | 1.2033 | 1.2186 | 1.2338 | 1.2491 | 1.2644 | 1.2798 | 1.2951 | 1.3105 | 1.3258 | 1.3412 | 1.3566 | 1.3721
| Total | 4.7819 | 5.4059 | 6.2208 | 7.1085 | 8.047 | 8.9459 | 9.7338 | 10.431 | 11.112 | 11.8079 | 12.4701 | 13.0559 | 13.5546 | 14.0791 | 14.665 | 15.2226 | 15.7591 | 16.2187 | 16.5438 | 16.7468 | 17.1251 | 17.0605 | 17.0232 | 17.0898 | 17.0633 | 17.0439 | 17.0494 | 17.046 | 16.9882 | 16.988 | 16.9794 | 16.835 | 17.3996 | 17.3262 | 17.1634 | 17.0136 | 16.7458 | 16.4136 | 15.6531 | 14.1991 | 13.8878 | 13.746 | 13.4227 | 13.0057 | 12.472 | 12.061 | 11.715 | 11.354 | 10.9792 | 10.5751 | 10.1602 | 9.7331 | 9.2966 | 8.8496 | 8.3939 | 7.9656 | 7.6109 | 7.2607 | 6.9482 | 6.6269 | 6.299 | 6.0369 | 5.8154 | 5.5894 | 5.3602 | 5.3907 | 5.4269 | 5.4629 | 5.4986 | 5.5342 | 5.5696 | 5.6051 | 5.6404 | 5.6756 | 5.7108 | 5.746 | 5.781 | 5.8159 | 5.8506 | 5.8852 | 5.9199 | 5.9548

## PD9
Electricity: Residential Computing
Laptops, dekstops, monitors, printers, multi function devices, gaming consoles
Historic Source to 2015: Energy Consumption in the UK
Source 2016 Onwards: National Grid Scenarios
Data on an annual calendar year basis
Millions of Appliances
| Year | 1970 | 1971 | 1972 | 1973 | 1974 | 1975 | 1976 | 1977 | 1978 | 1979 | 1980 | 1981 | 1982 | 1983 | 1984 | 1985 | 1986 | 1987 | 1988 | 1989 | 1990 | 1991 | 1992 | 1993 | 1994 | 1995 | 1996 | 1997 | 1998 | 1999 | 2000 | 2001 | 2002 | 2003 | 2004 | 2005 | 2006 | 2007 | 2008 | 2009 | 2010 | 2011 | 2012 | 2013 | 2014 | 2015 | 2016 | 2017 | 2018 | 2019 | 2020 | 2021 | 2022 | 2023 | 2024 | 2025 | 2026 | 2027 | 2028 | 2029 | 2030 | 2031 | 2032 | 2033 | 2034 | 2035 | 2036 | 2037 | 2038 | 2039 | 2040 | 2041 | 2042 | 2043 | 2044 | 2045 | 2046 | 2047 | 2048 | 2049 | 2050 | 2051
| Two Degrees | 0 | 0 | 0 | 0 | 0 | 0 | 0 | 0 | 0 | 0.40855 | 1.2137 | 2.0323 | 2.8568 | 3.7935 | 4.8564 | 6.0464 | 7.3564 | 8.7608 | 10.2305 | 11.749 | 13.2869 | 15.0007 | 16.6986 | 18.4074 | 20.1188 | 21.8335 | 23.5359 | 25.2095 | 26.87 | 28.5145 | 30.1569 | 31.8813 | 34.1439 | 35.4579 | 42.6188 | 47.8377 | 52.5838 | 56.889 | 60.7252 | 65.3301 | 70.775 | 76.909 | 83.5448 | 86.2466 | 88.9409 | 91.527 | 94.7272 | 97.7597 | 100.5625 | 102.1687 | 103.0232 | 103.8582 | 104.6722 | 105.4629 | 106.2496 | 107.03 | 107.7994 | 108.3853 | 108.5811 | 108.7604 | 108.9245 | 109.0729 | 109.206 | 109.3241 | 109.4295 | 109.5228 | 109.6054 | 109.6781 | 109.7435 | 109.8019 | 109.8542 | 109.9008 | 109.9433 | 109.9815 | 110.0153 | 110.0436 | 110.0674 | 110.0855 | 110.0975 | 110.1023 | 110.2611 | 110.5223
| Slow Progression | 0 | 0 | 0 | 0 | 0 | 0 | 0 | 0 | 0 | 0.40855 | 1.2137 | 2.0323 | 2.8568 | 3.7935 | 4.8564 | 6.0464 | 7.3564 | 8.7608 | 10.2305 | 11.749 | 13.2869 | 15.0007 | 16.6986 | 18.4074 | 20.1188 | 21.8335 | 23.5359 | 25.2095 | 26.87 | 28.5145 | 30.1569 | 31.8813 | 34.1439 | 35.4579 | 42.6188 | 47.8377 | 52.5838 | 56.889 | 60.7252 | 65.3301 | 70.775 | 76.909 | 83.5448 | 86.2466 | 88.9409 | 91.527 | 94.3815 | 97.1924 | 99.7057 | 102.0628 | 102.9539 | 103.7746 | 104.5742 | 105.3504 | 106.1224 | 106.8881 | 107.6427 | 108.3853 | 108.5811 | 108.7604 | 108.9245 | 109.0729 | 109.206 | 109.3241 | 109.4295 | 109.5228 | 109.6054 | 109.6781 | 109.7435 | 109.8019 | 109.8542 | 109.9008 | 109.9433 | 109.9815 | 110.0153 | 110.0436 | 110.0674 | 110.0855 | 110.0975 | 110.1023 | 110.2611 | 110.5223
| Steady State | 0 | 0 | 0 | 0 | 0 | 0 | 0 | 0 | 0 | 0.40855 | 1.2137 | 2.0323 | 2.8568 | 3.7935 | 4.8564 | 6.0464 | 7.3564 | 8.7608 | 10.2305 | 11.749 | 13.2869 | 15.0007 | 16.6986 | 18.4074 | 20.1188 | 21.8335 | 23.5359 | 25.2095 | 26.87 | 28.5145 | 30.1569 | 31.8813 | 34.1439 | 35.4579 | 42.6188 | 47.8377 | 52.5838 | 56.889 | 60.7252 | 65.3301 | 70.775 | 76.909 | 83.5448 | 86.2466 | 88.9409 | 91.527 | 94.0357 | 96.5527 | 98.8488 | 100.9141 | 102.8846 | 103.691 | 104.4762 | 105.2379 | 105.9953 | 106.7462 | 107.4859 | 108.2143 | 108.5811 | 108.7604 | 108.9245 | 109.0729 | 109.206 | 109.3241 | 109.4295 | 109.5228 | 109.6054 | 109.6781 | 109.7435 | 109.8019 | 109.8542 | 109.9008 | 109.9433 | 109.9815 | 110.0153 | 110.0436 | 110.0674 | 110.0855 | 110.0975 | 110.1023 | 110.2611 | 110.5223
| Consumer Power | 0 | 0 | 0 | 0 | 0 | 0 | 0 | 0 | 0 | 0.40855 | 1.2137 | 2.0323 | 2.8568 | 3.7935 | 4.8564 | 6.0464 | 7.3564 | 8.7608 | 10.2305 | 11.749 | 13.2869 | 15.0007 | 16.6986 | 18.4074 | 20.1188 | 21.8335 | 23.5359 | 25.2095 | 26.87 | 28.5145 | 30.1569 | 31.8813 | 34.1439 | 35.4579 | 42.6188 | 47.8377 | 52.5838 | 56.889 | 60.7252 | 65.3301 | 70.775 | 76.909 | 83.5448 | 86.2466 | 88.9409 | 91.527 | 94.7272 | 97.7597 | 100.5625 | 102.1687 | 103.0232 | 103.8582 | 104.6722 | 105.4629 | 106.2496 | 107.03 | 107.7994 | 108.3853 | 108.5811 | 108.7604 | 108.9245 | 109.0729 | 109.206 | 109.3241 | 109.4295 | 109.5228 | 109.6054 | 109.6781 | 109.7435 | 109.8019 | 109.8542 | 109.9008 | 109.9433 | 109.9815 | 110.0153 | 110.0436 | 110.0674 | 110.0855 | 110.0975 | 110.1023 | 110.2611 | 110.5223
Appliance Demand TWh/yr
| Year | 1970 | 1971 | 1972 | 1973 | 1974 | 1975 | 1976 | 1977 | 1978 | 1979 | 1980 | 1981 | 1982 | 1983 | 1984 | 1985 | 1986 | 1987 | 1988 | 1989 | 1990 | 1991 | 1992 | 1993 | 1994 | 1995 | 1996 | 1997 | 1998 | 1999 | 2000 | 2001 | 2002 | 2003 | 2004 | 2005 | 2006 | 2007 | 2008 | 2009 | 2010 | 2011 | 2012 | 2013 | 2014 | 2015 | 2016 | 2017 | 2018 | 2019 | 2020 | 2021 | 2022 | 2023 | 2024 | 2025 | 2026 | 2027 | 2028 | 2029 | 2030 | 2031 | 2032 | 2033 | 2034 | 2035 | 2036 | 2037 | 2038 | 2039 | 2040 | 2041 | 2042 | 2043 | 2044 | 2045 | 2046 | 2047 | 2048 | 2049 | 2050 | 2051
| Two Degrees | 0 | 0 | 0 | 0 | 0 | 0 | 0 | 0 | 0 | 0.050272 | 0.14944 | 0.25036 | 0.35201 | 0.45761 | 0.56812 | 0.68319 | 0.80269 | 0.92647 | 1.0543 | 1.1843 | 1.3389 | 1.4747 | 1.6118 | 1.7605 | 1.9099 | 2.0745 | 2.2582 | 2.4533 | 2.6551 | 2.8774 | 3.1001 | 3.5099 | 4.124 | 4.612 | 5.248 | 5.8077 | 6.2479 | 6.6026 | 6.6717 | 6.3315 | 6.4655 | 6.6601 | 6.74 | 6.6111 | 6.4432 | 6.3857 | 6.2508 | 6.1127 | 5.9699 | 5.6606 | 5.3504 | 4.9591 | 4.5681 | 4.1939 | 3.8596 | 3.5644 | 3.2995 | 3.0522 | 2.8103 | 2.592 | 2.3951 | 2.2596 | 2.1337 | 2.0168 | 1.9082 | 1.8072 | 1.7131 | 1.6256 | 1.544 | 1.468 | 1.4011 | 1.3567 | 1.3141 | 1.2732 | 1.234 | 1.1963 | 1.1601 | 1.1252 | 1.0917 | 1.0595 | 1.0291 | 1.0004
| Slow Progression | 0 | 0 | 0 | 0 | 0 | 0 | 0 | 0 | 0 | 0.050272 | 0.14944 | 0.25036 | 0.35201 | 0.45761 | 0.56812 | 0.68319 | 0.80269 | 0.92647 | 1.0543 | 1.1843 | 1.3389 | 1.4747 | 1.6118 | 1.7605 | 1.9099 | 2.0745 | 2.2582 | 2.4533 | 2.6551 | 2.8774 | 3.1001 | 3.5099 | 4.124 | 4.612 | 5.248 | 5.8077 | 6.2479 | 6.6026 | 6.6717 | 6.3315 | 6.4655 | 6.6601 | 6.74 | 6.6111 | 6.4432 | 6.3857 | 6.2424 | 6.1035 | 5.9565 | 5.8092 | 5.6551 | 5.5113 | 5.3798 | 5.2602 | 5.1545 | 5.0662 | 4.9913 | 5.0051 | 5.0009 | 4.9963 | 4.9912 | 4.9857 | 4.9799 | 4.9736 | 4.967 | 4.9712 | 4.9797 | 4.9882 | 4.9968 | 5.0055 | 5.0102 | 5.0119 | 5.0134 | 5.0148 | 5.0159 | 5.0167 | 5.0174 | 5.0178 | 5.0179 | 5.0177 | 5.0182 | 5.0191
| Steady State | 0 | 0 | 0 | 0 | 0 | 0 | 0 | 0 | 0 | 0.050272 | 0.14944 | 0.25036 | 0.35201 | 0.45761 | 0.56812 | 0.68319 | 0.80269 | 0.92647 | 1.0543 | 1.1843 | 1.3389 | 1.4747 | 1.6118 | 1.7605 | 1.9099 | 2.0745 | 2.2582 | 2.4533 | 2.6551 | 2.8774 | 3.1001 | 3.5099 | 4.124 | 4.612 | 5.248 | 5.8077 | 6.2479 | 6.6026 | 6.6717 | 6.3315 | 6.4655 | 6.6601 | 6.74 | 6.6111 | 6.4432 | 6.3857 | 6.2898 | 6.2001 | 6.1048 | 6.0029 | 5.9077 | 5.8069 | 5.7155 | 5.6332 | 5.5612 | 5.5013 | 5.4547 | 5.4183 | 5.366 | 5.3113 | 5.282 | 5.298 | 5.3137 | 5.3293 | 5.3448 | 5.3602 | 5.3757 | 5.3914 | 5.4095 | 5.4387 | 5.4633 | 5.4845 | 5.5055 | 5.5264 | 5.5471 | 5.5678 | 5.5882 | 5.6085 | 5.6285 | 5.6483 | 5.6689 | 5.69
| Consumer Power | 0 | 0 | 0 | 0 | 0 | 0 | 0 | 0 | 0 | 0.050272 | 0.14944 | 0.25036 | 0.35201 | 0.45761 | 0.56812 | 0.68319 | 0.80269 | 0.92647 | 1.0543 | 1.1843 | 1.3389 | 1.4747 | 1.6118 | 1.7605 | 1.9099 | 2.0745 | 2.2582 | 2.4533 | 2.6551 | 2.8774 | 3.1001 | 3.5099 | 4.124 | 4.612 | 5.248 | 5.8077 | 6.2479 | 6.6026 | 6.6717 | 6.3315 | 6.4655 | 6.6601 | 6.74 | 6.6111 | 6.4432 | 6.3857 | 6.3626 | 6.333 | 6.2945 | 6.2375 | 6.1771 | 6.1226 | 6.0745 | 6.0328 | 5.9986 | 5.9718 | 5.9547 | 5.9331 | 5.8885 | 5.8511 | 5.8213 | 5.799 | 5.7845 | 5.7777 | 5.7789 | 5.7883 | 5.806 | 5.8365 | 5.8752 | 5.9144 | 5.9482 | 5.9781 | 6.0078 | 6.038 | 6.0784 | 6.1188 | 6.159 | 6.1991 | 6.2391 | 6.2789 | 6.3196 | 6.3608
Breakdown
Two Degrees
Appliances Millions
| Year | 1970 | 1971 | 1972 | 1973 | 1974 | 1975 | 1976 | 1977 | 1978 | 1979 | 1980 | 1981 | 1982 | 1983 | 1984 | 1985 | 1986 | 1987 | 1988 | 1989 | 1990 | 1991 | 1992 | 1993 | 1994 | 1995 | 1996 | 1997 | 1998 | 1999 | 2000 | 2001 | 2002 | 2003 | 2004 | 2005 | 2006 | 2007 | 2008 | 2009 | 2010 | 2011 | 2012 | 2013 | 2014 | 2015 | 2016 | 2017 | 2018 | 2019 | 2020 | 2021 | 2022 | 2023 | 2024 | 2025 | 2026 | 2027 | 2028 | 2029 | 2030 | 2031 | 2032 | 2033 | 2034 | 2035 | 2036 | 2037 | 2038 | 2039 | 2040 | 2041 | 2042 | 2043 | 2044 | 2045 | 2046 | 2047 | 2048 | 2049 | 2050 | 2051
| Desktops | 0 | 0 | 0 | 0 | 0 | 0 | 0 | 0 | 0 | 0.20427 | 0.60686 | 1.0162 | 1.4279 | 1.8482 | 2.2799 | 2.7211 | 3.172 | 3.6338 | 4.1081 | 4.5947 | 5.0823 | 5.5792 | 6.0644 | 6.5544 | 7.0487 | 7.5496 | 8.053 | 8.5552 | 9.0677 | 9.5934 | 10.1431 | 10.761 | 11.346 | 11.9338 | 12.7473 | 13.5157 | 13.944 | 13.9582 | 13.5451 | 12.9725 | 12.252 | 11.415 | 10.5468 | 10.2277 | 9.9086 | 9.5896 | 9.2733 | 8.9471 | 8.6123 | 8.2568 | 7.8952 | 7.5263 | 7.1528 | 6.7736 | 6.3902 | 6.0013 | 5.6091 | 5.2128 | 4.8123 | 4.4068 | 3.9986 | 3.5869 | 3.1717 | 2.752 | 2.3304 | 1.9059 | 1.4787 | 1.0475 | 0.61498 | 0.17996 | 0 | 0 | 0 | 0 | 0 | 0 | 0 | 0 | 0 | 0 | 0 | 0
| Laptops | 0 | 0 | 0 | 0 | 0 | 0 | 0 | 0 | 0 | 0 | 0 | 0 | 0 | 0 | 0 | 0 | 0 | 0 | 0 | 0 | 0 | 0.1456 | 0.29311 | 0.44245 | 0.59352 | 0.7465 | 0.90098 | 1.0564 | 1.214 | 1.3745 | 1.5397 | 1.717 | 1.891 | 2.0668 | 2.7618 | 3.6521 | 4.8455 | 6.6366 | 9.3878 | 13.016 | 17.287 | 21.952 | 26.7242 | 27.6412 | 28.5581 | 29.475 | 30.5197 | 31.3825 | 32.0203 | 32.6057 | 33.189 | 33.7702 | 34.3469 | 34.9188 | 35.4923 | 36.0674 | 36.6407 | 37.2128 | 37.7837 | 38.3542 | 38.9219 | 39.4876 | 40.0515 | 40.6147 | 41.1752 | 41.7344 | 42.2928 | 42.8519 | 43.4098 | 43.9679 | 44.2691 | 44.3888 | 44.5071 | 44.6242 | 44.7401 | 44.8545 | 44.9674 | 45.0784 | 45.1875 | 45.2943 | 45.4016 | 45.5092
| Monitors | 0 | 0 | 0 | 0 | 0 | 0 | 0 | 0 | 0 | 0.20427 | 0.60686 | 1.0162 | 1.4279 | 1.8482 | 2.2799 | 2.7211 | 3.172 | 3.6338 | 4.1081 | 4.5947 | 5.0823 | 5.5792 | 6.0644 | 6.5544 | 7.0487 | 7.5496 | 8.053 | 8.5552 | 9.0677 | 9.5934 | 10.1431 | 10.761 | 11.346 | 11.9338 | 13.2997 | 14.3234 | 15.1181 | 15.7068 | 16.217 | 16.9524 | 17.903 | 19.056 | 20.4143 | 21.0184 | 21.6614 | 22.3432 | 23.0459 | 23.7524 | 24.4563 | 25.1232 | 25.7908 | 26.4596 | 27.1265 | 27.7916 | 28.46 | 29.132 | 29.8038 | 30.304 | 30.4257 | 30.5436 | 30.6575 | 30.7675 | 30.8737 | 30.9762 | 31.0755 | 31.1717 | 31.2653 | 31.3567 | 31.4463 | 31.5342 | 31.6208 | 31.7063 | 31.7908 | 31.8745 | 31.9572 | 32.0389 | 32.1196 | 32.1989 | 32.2768 | 32.3531 | 32.4297 | 32.5066
| Printers | 0 | 0 | 0 | 0 | 0 | 0 | 0 | 0 | 0 | 0 | 0 | 0 | 0.00090116 | 0.097194 | 0.29662 | 0.60411 | 1.0125 | 1.4933 | 2.0143 | 2.5596 | 3.1223 | 3.6966 | 4.2767 | 4.8561 | 5.4278 | 5.9843 | 6.5179 | 7.0203 | 7.4825 | 7.8953 | 8.249 | 8.5334 | 8.8785 | 9.5235 | 10.6991 | 11.475 | 11.9038 | 11.9642 | 11.1553 | 10.1861 | 9.323 | 8.633 | 8.1925 | 7.9608 | 7.8139 | 7.6873 | 7.5259 | 7.3583 | 7.1849 | 6.9956 | 6.8023 | 6.6045 | 6.4034 | 6.1985 | 5.9911 | 5.7803 | 5.5674 | 5.3518 | 5.1336 | 4.9122 | 4.689 | 4.4634 | 4.2356 | 4.0049 | 3.7729 | 3.539 | 3.3033 | 3.0652 | 2.8262 | 2.5857 | 2.3437 | 2.0995 | 1.8546 | 1.6084 | 1.3608 | 1.1112 | 0.86089 | 0.60933 | 0.35651 | 0.10175 | 0 | 0
| Multi-Function Devices 3 | 0 | 0 | 0 | 0 | 0 | 0 | 0 | 0 | 0 | 0 | 0 | 0 | 0 | 0 | 0 | 0 | 0 | 0 | 0 | 0 | 0 | 0 | 0 | 0 | 0 | 0.003595 | 0.010991 | 0.022392 | 0.038 | 0.057942 | 0.081931 | 0.10891 | 0.6825 | 1.6759 | 3.1109 | 4.8714 | 6.7723 | 8.6232 | 10.42 | 12.2031 | 14.01 | 15.853 | 17.667 | 19.3985 | 20.9989 | 22.432 | 24.3624 | 26.3194 | 28.2887 | 29.1875 | 29.3459 | 29.4975 | 29.6426 | 29.7803 | 29.9161 | 30.049 | 30.1784 | 30.304 | 30.4257 | 30.5436 | 30.6575 | 30.7675 | 30.8737 | 30.9762 | 31.0755 | 31.1717 | 31.2653 | 31.3567 | 31.4463 | 31.5342 | 31.6208 | 31.7063 | 31.7908 | 31.8745 | 31.9572 | 32.0389 | 32.1196 | 32.1989 | 32.2768 | 32.3531 | 32.4297 | 32.5066
| Total | 0 | 0 | 0 | 0 | 0 | 0 | 0 | 0 | 0 | 0.40855 | 1.2137 | 2.0323 | 2.8568 | 3.7935 | 4.8564 | 6.0464 | 7.3564 | 8.7608 | 10.2305 | 11.749 | 13.2869 | 15.0007 | 16.6986 | 18.4074 | 20.1188 | 21.8335 | 23.5359 | 25.2095 | 26.87 | 28.5145 | 30.1569 | 31.8813 | 34.1439 | 35.4579 | 42.6188 | 47.8377 | 52.5838 | 56.889 | 60.7252 | 65.3301 | 70.775 | 76.909 | 83.5448 | 86.2466 | 88.9409 | 91.527 | 94.7272 | 97.7597 | 100.5625 | 102.1687 | 103.0232 | 103.8582 | 104.6722 | 105.4629 | 106.2496 | 107.03 | 107.7994 | 108.3853 | 108.5811 | 108.7604 | 108.9245 | 109.0729 | 109.206 | 109.3241 | 109.4295 | 109.5228 | 109.6054 | 109.6781 | 109.7435 | 109.8019 | 109.8542 | 109.9008 | 109.9433 | 109.9815 | 110.0153 | 110.0436 | 110.0674 | 110.0855 | 110.0975 | 110.1023 | 110.2611 | 110.5223
Demand TWh/yr
| Year | 1970 | 1971 | 1972 | 1973 | 1974 | 1975 | 1976 | 1977 | 1978 | 1979 | 1980 | 1981 | 1982 | 1983 | 1984 | 1985 | 1986 | 1987 | 1988 | 1989 | 1990 | 1991 | 1992 | 1993 | 1994 | 1995 | 1996 | 1997 | 1998 | 1999 | 2000 | 2001 | 2002 | 2003 | 2004 | 2005 | 2006 | 2007 | 2008 | 2009 | 2010 | 2011 | 2012 | 2013 | 2014 | 2015 | 2016 | 2017 | 2018 | 2019 | 2020 | 2021 | 2022 | 2023 | 2024 | 2025 | 2026 | 2027 | 2028 | 2029 | 2030 | 2031 | 2032 | 2033 | 2034 | 2035 | 2036 | 2037 | 2038 | 2039 | 2040 | 2041 | 2042 | 2043 | 2044 | 2045 | 2046 | 2047 | 2048 | 2049 | 2050 | 2051
| Desktops | 0 | 0 | 0 | 0 | 0 | 0 | 0 | 0 | 0 | 0.028424 | 0.084531 | 0.14167 | 0.19926 | 0.25818 | 0.3189 | 0.38118 | 0.44501 | 0.51057 | 0.57808 | 0.64588 | 0.72759 | 0.79332 | 0.85979 | 0.93259 | 1.0072 | 1.0912 | 1.1869 | 1.2903 | 1.3951 | 1.5126 | 1.6367 | 1.8763 | 2.2368 | 2.565 | 2.9679 | 3.3931 | 3.7547 | 4.0325 | 4.0935 | 3.7834 | 3.6515 | 3.4567 | 3.133 | 2.8902 | 2.6351 | 2.4588 | 2.2087 | 1.9675 | 1.737 | 1.5372 | 1.3374 | 1.1377 | 0.93791 | 0.79121 | 0.66493 | 0.55628 | 0.46317 | 0.38344 | 0.31534 | 0.25724 | 0.20793 | 0.17124 | 0.13902 | 0.11075 | 0.086104 | 0.064654 | 0.046052 | 0.029953 | 0.016145 | 0.0043376 | 0 | 0 | 0 | 0 | 0 | 0 | 0 | 0 | 0 | 0 | 0 | 0
| Laptops | 0 | 0 | 0 | 0 | 0 | 0 | 0 | 0 | 0 | 0 | 0 | 0 | 0 | 0 | 0 | 0 | 0 | 0 | 0 | 0 | 0 | 0.010864 | 0.021541 | 0.03222 | 0.042495 | 0.05254 | 0.062479 | 0.072124 | 0.081591 | 0.091242 | 0.099198 | 0.11224 | 0.12962 | 0.14193 | 0.18445 | 0.23778 | 0.30645 | 0.41446 | 0.55062 | 0.69374 | 0.92126 | 1.1941 | 1.4682 | 1.533 | 1.5895 | 1.6731 | 1.7461 | 1.8094 | 1.8605 | 1.7856 | 1.7107 | 1.6358 | 1.5608 | 1.3927 | 1.2424 | 1.1081 | 0.98802 | 0.88069 | 0.78482 | 0.69921 | 0.62276 | 0.57385 | 0.52864 | 0.48689 | 0.44832 | 0.41272 | 0.37987 | 0.34958 | 0.32164 | 0.29589 | 0.27058 | 0.25264 | 0.23589 | 0.22023 | 0.20561 | 0.19195 | 0.17919 | 0.16728 | 0.15614 | 0.14574 | 0.13603 | 0.12697
| Monitors | 0 | 0 | 0 | 0 | 0 | 0 | 0 | 0 | 0 | 0.021848 | 0.064908 | 0.10869 | 0.15273 | 0.19767 | 0.24385 | 0.29104 | 0.33926 | 0.38866 | 0.43939 | 0.49144 | 0.55278 | 0.6018 | 0.65124 | 0.70532 | 0.75888 | 0.81759 | 0.88295 | 0.952 | 1.0262 | 1.1077 | 1.187 | 1.3358 | 1.5384 | 1.6446 | 1.7774 | 1.8059 | 1.7748 | 1.7205 | 1.612 | 1.4789 | 1.5223 | 1.631 | 1.7511 | 1.7929 | 1.8184 | 1.8477 | 1.8837 | 1.9185 | 1.9519 | 1.9809 | 2.0088 | 1.9551 | 1.9016 | 1.8483 | 1.7956 | 1.7437 | 1.6924 | 1.6326 | 1.555 | 1.481 | 1.4102 | 1.3609 | 1.313 | 1.2667 | 1.2219 | 1.1785 | 1.1365 | 1.096 | 1.0568 | 1.019 | 0.98251 | 0.95674 | 0.93161 | 0.90711 | 0.88322 | 0.85993 | 0.83721 | 0.81506 | 0.79346 | 0.77238 | 0.75187 | 0.73191
| Printers | 0 | 0 | 0 | 0 | 0 | 0 | 0 | 0 | 0 | 0 | 0 | 0 | 0 | 0 | 0 | 0.010965 | 0.018423 | 0.027243 | 0.036863 | 0.047003 | 0.058496 | 0.068738 | 0.079276 | 0.090371 | 0.10136 | 0.11278 | 0.12475 | 0.13673 | 0.14848 | 0.16024 | 0.16924 | 0.17508 | 0.19047 | 0.20431 | 0.2263 | 0.24048 | 0.24672 | 0.24518 | 0.21394 | 0.17271 | 0.14977 | 0.1312 | 0.11716 | 0.1071 | 0.099444 | 0.093737 | 0.085158 | 0.076779 | 0.068659 | 0.060704 | 0.053052 | 0.045691 | 0.038675 | 0.031993 | 0.026354 | 0.025427 | 0.02449 | 0.023542 | 0.022582 | 0.021608 | 0.020626 | 0.019634 | 0.018632 | 0.017617 | 0.016596 | 0.015567 | 0.014531 | 0.013483 | 0.012432 | 0.011374 | 0.010309 | 0.0092354 | 0.0081582 | 0.007075 | 0.0059859 | 0.0048878 | 0.0037869 | 0.0026803 | 0.0015682 | 0.00044759 | 0 | 0
| Multi-Function Devices 3 | 0 | 0 | 0 | 0 | 0 | 0 | 0 | 0 | 0 | 0 | 0 | 0 | 0 | 0 | 0 | 0 | 0 | 0 | 0 | 0 | 0 | 0 | 0 | 0 | 0 | 0 | 0 | 0 | 0 | 0 | 0.0079493 | 0.010543 | 0.028711 | 0.056184 | 0.091916 | 0.13039 | 0.16517 | 0.18995 | 0.20167 | 0.20274 | 0.22071 | 0.24704 | 0.27052 | 0.2878 | 0.30082 | 0.31228 | 0.32714 | 0.3404 | 0.35191 | 0.2962 | 0.2405 | 0.18479 | 0.12909 | 0.12969 | 0.13028 | 0.13086 | 0.13142 | 0.13197 | 0.1325 | 0.13301 | 0.13351 | 0.13399 | 0.13445 | 0.1349 | 0.13533 | 0.13575 | 0.13616 | 0.13655 | 0.13694 | 0.13733 | 0.1377 | 0.13808 | 0.13844 | 0.13881 | 0.13917 | 0.13952 | 0.13988 | 0.14022 | 0.14056 | 0.14089 | 0.14123 | 0.14156
| Total | 0 | 0 | 0 | 0 | 0 | 0 | 0 | 0 | 0 | 0.050272 | 0.14944 | 0.25036 | 0.35201 | 0.45761 | 0.56812 | 0.68319 | 0.80269 | 0.92647 | 1.0543 | 1.1843 | 1.3389 | 1.4747 | 1.6118 | 1.7605 | 1.9099 | 2.0745 | 2.2582 | 2.4533 | 2.6551 | 2.8774 | 3.1001 | 3.5099 | 4.124 | 4.612 | 5.248 | 5.8077 | 6.2479 | 6.6026 | 6.6717 | 6.3315 | 6.4655 | 6.6601 | 6.74 | 6.6111 | 6.4432 | 6.3857 | 6.2508 | 6.1127 | 5.9699 | 5.6606 | 5.3504 | 4.9591 | 4.5681 | 4.1939 | 3.8596 | 3.5644 | 3.2995 | 3.0522 | 2.8103 | 2.592 | 2.3951 | 2.2596 | 2.1337 | 2.0168 | 1.9082 | 1.8072 | 1.7131 | 1.6256 | 1.544 | 1.468 | 1.4011 | 1.3567 | 1.3141 | 1.2732 | 1.234 | 1.1963 | 1.1601 | 1.1252 | 1.0917 | 1.0595 | 1.0291 | 1.0004
Slow Progression
Appliances Millions
| Year | 1970 | 1971 | 1972 | 1973 | 1974 | 1975 | 1976 | 1977 | 1978 | 1979 | 1980 | 1981 | 1982 | 1983 | 1984 | 1985 | 1986 | 1987 | 1988 | 1989 | 1990 | 1991 | 1992 | 1993 | 1994 | 1995 | 1996 | 1997 | 1998 | 1999 | 2000 | 2001 | 2002 | 2003 | 2004 | 2005 | 2006 | 2007 | 2008 | 2009 | 2010 | 2011 | 2012 | 2013 | 2014 | 2015 | 2016 | 2017 | 2018 | 2019 | 2020 | 2021 | 2022 | 2023 | 2024 | 2025 | 2026 | 2027 | 2028 | 2029 | 2030 | 2031 | 2032 | 2033 | 2034 | 2035 | 2036 | 2037 | 2038 | 2039 | 2040 | 2041 | 2042 | 2043 | 2044 | 2045 | 2046 | 2047 | 2048 | 2049 | 2050 | 2051
| Desktops | 0 | 0 | 0 | 0 | 0 | 0 | 0 | 0 | 0 | 0.20427 | 0.60686 | 1.0162 | 1.4279 | 1.8482 | 2.2799 | 2.7211 | 3.172 | 3.6338 | 4.1081 | 4.5947 | 5.0823 | 5.5792 | 6.0644 | 6.5544 | 7.0487 | 7.5496 | 8.053 | 8.5552 | 9.0677 | 9.5934 | 10.1431 | 10.761 | 11.346 | 11.9338 | 12.7473 | 13.5157 | 13.944 | 13.9582 | 13.5451 | 12.9725 | 12.252 | 11.415 | 10.5468 | 10.2277 | 9.9086 | 9.5896 | 9.2733 | 8.9471 | 8.6123 | 8.2568 | 7.8952 | 7.5263 | 7.1528 | 6.7736 | 6.3902 | 6.0013 | 5.6091 | 5.2128 | 4.8123 | 4.4068 | 3.9986 | 3.5869 | 3.1717 | 2.752 | 2.3304 | 1.9059 | 1.4787 | 1.0475 | 0.61498 | 0.17996 | 0 | 0 | 0 | 0 | 0 | 0 | 0 | 0 | 0 | 0 | 0 | 0
| Laptops | 0 | 0 | 0 | 0 | 0 | 0 | 0 | 0 | 0 | 0 | 0 | 0 | 0 | 0 | 0 | 0 | 0 | 0 | 0 | 0 | 0 | 0.1456 | 0.29311 | 0.44245 | 0.59352 | 0.7465 | 0.90098 | 1.0564 | 1.214 | 1.3745 | 1.5397 | 1.717 | 1.891 | 2.0668 | 2.7618 | 3.6521 | 4.8455 | 6.6366 | 9.3878 | 13.016 | 17.287 | 21.952 | 26.7242 | 27.6412 | 28.5581 | 29.475 | 30.455 | 31.3825 | 32.0203 | 32.6057 | 33.189 | 33.7702 | 34.3469 | 34.9188 | 35.4923 | 36.0674 | 36.6407 | 37.2128 | 37.7837 | 38.3542 | 38.9219 | 39.4876 | 40.0515 | 40.6147 | 41.1752 | 41.7344 | 42.2928 | 42.8519 | 43.4098 | 43.9679 | 44.2691 | 44.3888 | 44.5071 | 44.6242 | 44.7401 | 44.8545 | 44.9674 | 45.0784 | 45.1875 | 45.2943 | 45.4016 | 45.5092
| Monitors | 0 | 0 | 0 | 0 | 0 | 0 | 0 | 0 | 0 | 0.20427 | 0.60686 | 1.0162 | 1.4279 | 1.8482 | 2.2799 | 2.7211 | 3.172 | 3.6338 | 4.1081 | 4.5947 | 5.0823 | 5.5792 | 6.0644 | 6.5544 | 7.0487 | 7.5496 | 8.053 | 8.5552 | 9.0677 | 9.5934 | 10.1431 | 10.761 | 11.346 | 11.9338 | 13.2997 | 14.3234 | 15.1181 | 15.7068 | 16.217 | 16.9524 | 17.903 | 19.056 | 20.4143 | 21.0184 | 21.6614 | 22.3432 | 23.0324 | 23.7252 | 24.4152 | 25.068 | 25.7215 | 26.376 | 27.0285 | 27.6791 | 28.3328 | 28.9901 | 29.647 | 30.304 | 30.4257 | 30.5436 | 30.6575 | 30.7675 | 30.8737 | 30.9762 | 31.0755 | 31.1717 | 31.2653 | 31.3567 | 31.4463 | 31.5342 | 31.6208 | 31.7063 | 31.7908 | 31.8745 | 31.9572 | 32.0389 | 32.1196 | 32.1989 | 32.2768 | 32.3531 | 32.4297 | 32.5066
| Printers | 0 | 0 | 0 | 0 | 0 | 0 | 0 | 0 | 0 | 0 | 0 | 0 | 0.00090116 | 0.097194 | 0.29662 | 0.60411 | 1.0125 | 1.4933 | 2.0143 | 2.5596 | 3.1223 | 3.6966 | 4.2767 | 4.8561 | 5.4278 | 5.9843 | 6.5179 | 7.0203 | 7.4825 | 7.8953 | 8.249 | 8.5334 | 8.8785 | 9.5235 | 10.6991 | 11.475 | 11.9038 | 11.9642 | 11.1553 | 10.1861 | 9.323 | 8.633 | 8.1925 | 7.9608 | 7.8139 | 7.6873 | 7.5259 | 7.3583 | 7.1849 | 6.9956 | 6.8023 | 6.6045 | 6.4034 | 6.1985 | 5.9911 | 5.7803 | 5.5674 | 5.3518 | 5.1336 | 4.9122 | 4.689 | 4.4634 | 4.2356 | 4.0049 | 3.7729 | 3.539 | 3.3033 | 3.0652 | 2.8262 | 2.5857 | 2.3437 | 2.0995 | 1.8546 | 1.6084 | 1.3608 | 1.1112 | 0.86089 | 0.60933 | 0.35651 | 0.10175 | 0 | 0
| Multi-Function Devices 3 | 0 | 0 | 0 | 0 | 0 | 0 | 0 | 0 | 0 | 0 | 0 | 0 | 0 | 0 | 0 | 0 | 0 | 0 | 0 | 0 | 0 | 0 | 0 | 0 | 0 | 0.003595 | 0.010991 | 0.022392 | 0.038 | 0.057942 | 0.081931 | 0.10891 | 0.6825 | 1.6759 | 3.1109 | 4.8714 | 6.7723 | 8.6232 | 10.42 | 12.2031 | 14.01 | 15.853 | 17.667 | 19.3985 | 20.9989 | 22.432 | 24.0949 | 25.7794 | 27.473 | 29.1367 | 29.3459 | 29.4975 | 29.6426 | 29.7803 | 29.9161 | 30.049 | 30.1784 | 30.304 | 30.4257 | 30.5436 | 30.6575 | 30.7675 | 30.8737 | 30.9762 | 31.0755 | 31.1717 | 31.2653 | 31.3567 | 31.4463 | 31.5342 | 31.6208 | 31.7063 | 31.7908 | 31.8745 | 31.9572 | 32.0389 | 32.1196 | 32.1989 | 32.2768 | 32.3531 | 32.4297 | 32.5066
| Total | 0 | 0 | 0 | 0 | 0 | 0 | 0 | 0 | 0 | 0.40855 | 1.2137 | 2.0323 | 2.8568 | 3.7935 | 4.8564 | 6.0464 | 7.3564 | 8.7608 | 10.2305 | 11.749 | 13.2869 | 15.0007 | 16.6986 | 18.4074 | 20.1188 | 21.8335 | 23.5359 | 25.2095 | 26.87 | 28.5145 | 30.1569 | 31.8813 | 34.1439 | 35.4579 | 42.6188 | 47.8377 | 52.5838 | 56.889 | 60.7252 | 65.3301 | 70.775 | 76.909 | 83.5448 | 86.2466 | 88.9409 | 91.527 | 94.3815 | 97.1924 | 99.7057 | 102.0628 | 102.9539 | 103.7746 | 104.5742 | 105.3504 | 106.1224 | 106.8881 | 107.6427 | 108.3853 | 108.5811 | 108.7604 | 108.9245 | 109.0729 | 109.206 | 109.3241 | 109.4295 | 109.5228 | 109.6054 | 109.6781 | 109.7435 | 109.8019 | 109.8542 | 109.9008 | 109.9433 | 109.9815 | 110.0153 | 110.0436 | 110.0674 | 110.0855 | 110.0975 | 110.1023 | 110.2611 | 110.5223
Demand TWh/yr
| Year | 1970 | 1971 | 1972 | 1973 | 1974 | 1975 | 1976 | 1977 | 1978 | 1979 | 1980 | 1981 | 1982 | 1983 | 1984 | 1985 | 1986 | 1987 | 1988 | 1989 | 1990 | 1991 | 1992 | 1993 | 1994 | 1995 | 1996 | 1997 | 1998 | 1999 | 2000 | 2001 | 2002 | 2003 | 2004 | 2005 | 2006 | 2007 | 2008 | 2009 | 2010 | 2011 | 2012 | 2013 | 2014 | 2015 | 2016 | 2017 | 2018 | 2019 | 2020 | 2021 | 2022 | 2023 | 2024 | 2025 | 2026 | 2027 | 2028 | 2029 | 2030 | 2031 | 2032 | 2033 | 2034 | 2035 | 2036 | 2037 | 2038 | 2039 | 2040 | 2041 | 2042 | 2043 | 2044 | 2045 | 2046 | 2047 | 2048 | 2049 | 2050 | 2051
| Desktops | 0 | 0 | 0 | 0 | 0 | 0 | 0 | 0 | 0 | 0.028424 | 0.084531 | 0.14167 | 0.19926 | 0.25818 | 0.3189 | 0.38118 | 0.44501 | 0.51057 | 0.57808 | 0.64588 | 0.72759 | 0.79332 | 0.85979 | 0.93259 | 1.0072 | 1.0912 | 1.1869 | 1.2903 | 1.3951 | 1.5126 | 1.6367 | 1.8763 | 2.2368 | 2.565 | 2.9679 | 3.3931 | 3.7547 | 4.0325 | 4.0935 | 3.7834 | 3.6515 | 3.4567 | 3.133 | 2.8902 | 2.6351 | 2.4588 | 2.2087 | 1.9675 | 1.737 | 1.5148 | 1.3046 | 1.1061 | 0.92084 | 0.74858 | 0.58975 | 0.4442 | 0.31295 | 0.2715 | 0.25064 | 0.22952 | 0.20826 | 0.18682 | 0.16519 | 0.14333 | 0.12138 | 0.099268 | 0.077013 | 0.054558 | 0.03203 | 0.009373 | 0 | 0 | 0 | 0 | 0 | 0 | 0 | 0 | 0 | 0 | 0 | 0
| Laptops | 0 | 0 | 0 | 0 | 0 | 0 | 0 | 0 | 0 | 0 | 0 | 0 | 0 | 0 | 0 | 0 | 0 | 0 | 0 | 0 | 0 | 0.010864 | 0.021541 | 0.03222 | 0.042495 | 0.05254 | 0.062479 | 0.072124 | 0.081591 | 0.091242 | 0.099198 | 0.11224 | 0.12962 | 0.14193 | 0.18445 | 0.23778 | 0.30645 | 0.41446 | 0.55062 | 0.69374 | 0.92126 | 1.1941 | 1.4682 | 1.533 | 1.5895 | 1.6731 | 1.7423 | 1.8094 | 1.8605 | 1.909 | 1.958 | 2.0073 | 2.0569 | 2.1067 | 2.1572 | 2.2082 | 2.2597 | 2.3115 | 2.3638 | 2.4167 | 2.4698 | 2.5233 | 2.5771 | 2.6315 | 2.6862 | 2.7413 | 2.7968 | 2.8529 | 2.9094 | 2.9664 | 3.0065 | 3.0344 | 3.0623 | 3.0903 | 3.1182 | 3.1463 | 3.1742 | 3.2022 | 3.23 | 3.2579 | 3.2859 | 3.3139
| Monitors | 0 | 0 | 0 | 0 | 0 | 0 | 0 | 0 | 0 | 0.021848 | 0.064908 | 0.10869 | 0.15273 | 0.19767 | 0.24385 | 0.29104 | 0.33926 | 0.38866 | 0.43939 | 0.49144 | 0.55278 | 0.6018 | 0.65124 | 0.70532 | 0.75888 | 0.81759 | 0.88295 | 0.952 | 1.0262 | 1.1077 | 1.187 | 1.3358 | 1.5384 | 1.6446 | 1.7774 | 1.8059 | 1.7748 | 1.7205 | 1.612 | 1.4789 | 1.5223 | 1.631 | 1.7511 | 1.7929 | 1.8184 | 1.8477 | 1.8826 | 1.9163 | 1.9486 | 1.9766 | 2.0034 | 2.0289 | 2.0531 | 2.0759 | 2.0977 | 2.1184 | 2.1379 | 2.1562 | 2.1356 | 2.1144 | 2.0928 | 2.0707 | 2.0482 | 2.0251 | 2.0017 | 1.978 | 1.9538 | 1.9293 | 1.9046 | 1.8796 | 1.8543 | 1.8288 | 1.8031 | 1.7772 | 1.7511 | 1.7247 | 1.6981 | 1.6713 | 1.6444 | 1.617 | 1.5897 | 1.5622
| Printers | 0 | 0 | 0 | 0 | 0 | 0 | 0 | 0 | 0 | 0 | 0 | 0 | 0 | 0 | 0 | 0.010965 | 0.018423 | 0.027243 | 0.036863 | 0.047003 | 0.058496 | 0.068738 | 0.079276 | 0.090371 | 0.10136 | 0.11278 | 0.12475 | 0.13673 | 0.14848 | 0.16024 | 0.16924 | 0.17508 | 0.19047 | 0.20431 | 0.2263 | 0.24048 | 0.24672 | 0.24518 | 0.21394 | 0.17271 | 0.14977 | 0.1312 | 0.11716 | 0.1071 | 0.099444 | 0.093737 | 0.085158 | 0.076779 | 0.068659 | 0.060704 | 0.053052 | 0.045691 | 0.038675 | 0.031993 | 0.026354 | 0.025427 | 0.02449 | 0.023542 | 0.022582 | 0.021608 | 0.020626 | 0.019634 | 0.018632 | 0.017617 | 0.016596 | 0.015567 | 0.014531 | 0.013483 | 0.012432 | 0.011374 | 0.010309 | 0.0092354 | 0.0081582 | 0.007075 | 0.0059859 | 0.0048878 | 0.0037869 | 0.0026803 | 0.0015682 | 0.00044759 | 0 | 0
| Printers | 0 | 0 | 0 | 0 | 0 | 0 | 0 | 0 | 0 | 0 | 0 | 0 | 0 | 0 | 0 | 0 | 0 | 0 | 0 | 0 | 0 | 0 | 0 | 0 | 0 | 0 | 0 | 0 | 0 | 0 | 0.0079493 | 0.010543 | 0.028711 | 0.056184 | 0.091916 | 0.13039 | 0.16517 | 0.18995 | 0.20167 | 0.20274 | 0.22071 | 0.24704 | 0.27052 | 0.2878 | 0.30082 | 0.31228 | 0.32354 | 0.33341 | 0.34176 | 0.34809 | 0.33611 | 0.32325 | 0.31022 | 0.29697 | 0.28356 | 0.26996 | 0.25623 | 0.24235 | 0.22832 | 0.21409 | 0.19976 | 0.1853 | 0.17071 | 0.15596 | 0.14113 | 0.13712 | 0.13753 | 0.13793 | 0.13833 | 0.13871 | 0.13909 | 0.13947 | 0.13984 | 0.14021 | 0.14057 | 0.14093 | 0.14129 | 0.14164 | 0.14198 | 0.14232 | 0.14265 | 0.14299
| Total | 0 | 0 | 0 | 0 | 0 | 0 | 0 | 0 | 0 | 0.050272 | 0.14944 | 0.25036 | 0.35201 | 0.45761 | 0.56812 | 0.68319 | 0.80269 | 0.92647 | 1.0543 | 1.1843 | 1.3389 | 1.4747 | 1.6118 | 1.7605 | 1.9099 | 2.0745 | 2.2582 | 2.4533 | 2.6551 | 2.8774 | 3.1001 | 3.5099 | 4.124 | 4.612 | 5.248 | 5.8077 | 6.2479 | 6.6026 | 6.6717 | 6.3315 | 6.4655 | 6.6601 | 6.74 | 6.6111 | 6.4432 | 6.3857 | 6.2424 | 6.1035 | 5.9565 | 5.8092 | 5.6551 | 5.5113 | 5.3798 | 5.2602 | 5.1545 | 5.0662 | 4.9913 | 5.0051 | 5.0009 | 4.9963 | 4.9912 | 4.9857 | 4.9799 | 4.9736 | 4.967 | 4.9712 | 4.9797 | 4.9882 | 4.9968 | 5.0055 | 5.0102 | 5.0119 | 5.0134 | 5.0148 | 5.0159 | 5.0167 | 5.0174 | 5.0178 | 5.0179 | 5.0177 | 5.0182 | 5.0191
Steady State
Appliances Millions
| Year | 1970 | 1971 | 1972 | 1973 | 1974 | 1975 | 1976 | 1977 | 1978 | 1979 | 1980 | 1981 | 1982 | 1983 | 1984 | 1985 | 1986 | 1987 | 1988 | 1989 | 1990 | 1991 | 1992 | 1993 | 1994 | 1995 | 1996 | 1997 | 1998 | 1999 | 2000 | 2001 | 2002 | 2003 | 2004 | 2005 | 2006 | 2007 | 2008 | 2009 | 2010 | 2011 | 2012 | 2013 | 2014 | 2015 | 2016 | 2017 | 2018 | 2019 | 2020 | 2021 | 2022 | 2023 | 2024 | 2025 | 2026 | 2027 | 2028 | 2029 | 2030 | 2031 | 2032 | 2033 | 2034 | 2035 | 2036 | 2037 | 2038 | 2039 | 2040 | 2041 | 2042 | 2043 | 2044 | 2045 | 2046 | 2047 | 2048 | 2049 | 2050 | 2051
| Desktops | 0 | 0 | 0 | 0 | 0 | 0 | 0 | 0 | 0 | 0.20427 | 0.60686 | 1.0162 | 1.4279 | 1.8482 | 2.2799 | 2.7211 | 3.172 | 3.6338 | 4.1081 | 4.5947 | 5.0823 | 5.5792 | 6.0644 | 6.5544 | 7.0487 | 7.5496 | 8.053 | 8.5552 | 9.0677 | 9.5934 | 10.1431 | 10.761 | 11.346 | 11.9338 | 12.7473 | 13.5157 | 13.944 | 13.9582 | 13.5451 | 12.9725 | 12.252 | 11.415 | 10.5468 | 10.2277 | 9.9086 | 9.5896 | 9.2733 | 8.9471 | 8.6123 | 8.2568 | 7.8952 | 7.5263 | 7.1528 | 6.7736 | 6.3902 | 6.0013 | 5.6091 | 5.2128 | 4.8123 | 4.4068 | 3.9986 | 3.5869 | 3.1717 | 2.752 | 2.3304 | 1.9059 | 1.4787 | 1.0475 | 0.61498 | 0.17996 | 0 | 0 | 0 | 0 | 0 | 0 | 0 | 0 | 0 | 0 | 0 | 0
| Laptops | 0 | 0 | 0 | 0 | 0 | 0 | 0 | 0 | 0 | 0 | 0 | 0 | 0 | 0 | 0 | 0 | 0 | 0 | 0 | 0 | 0 | 0.1456 | 0.29311 | 0.44245 | 0.59352 | 0.7465 | 0.90098 | 1.0564 | 1.214 | 1.3745 | 1.5397 | 1.717 | 1.891 | 2.0668 | 2.7618 | 3.6521 | 4.8455 | 6.6366 | 9.3878 | 13.016 | 17.287 | 21.952 | 26.7242 | 27.6412 | 28.5581 | 29.475 | 30.3902 | 31.31 | 32.0203 | 32.6057 | 33.189 | 33.7702 | 34.3469 | 34.9188 | 35.4923 | 36.0674 | 36.6407 | 37.2128 | 37.7837 | 38.3542 | 38.9219 | 39.4876 | 40.0515 | 40.6147 | 41.1752 | 41.7344 | 42.2928 | 42.8519 | 43.4098 | 43.9679 | 44.2691 | 44.3888 | 44.5071 | 44.6242 | 44.7401 | 44.8545 | 44.9674 | 45.0784 | 45.1875 | 45.2943 | 45.4016 | 45.5092
| Monitors | 0 | 0 | 0 | 0 | 0 | 0 | 0 | 0 | 0 | 0.20427 | 0.60686 | 1.0162 | 1.4279 | 1.8482 | 2.2799 | 2.7211 | 3.172 | 3.6338 | 4.1081 | 4.5947 | 5.0823 | 5.5792 | 6.0644 | 6.5544 | 7.0487 | 7.5496 | 8.053 | 8.5552 | 9.0677 | 9.5934 | 10.1431 | 10.761 | 11.346 | 11.9338 | 13.2997 | 14.3234 | 15.1181 | 15.7068 | 16.217 | 16.9524 | 17.903 | 19.056 | 20.4143 | 21.0184 | 21.6614 | 22.3432 | 23.0189 | 23.6979 | 24.3741 | 25.0129 | 25.6522 | 26.2924 | 26.9305 | 27.5666 | 28.2057 | 28.8481 | 29.4902 | 30.133 | 30.4257 | 30.5436 | 30.6575 | 30.7675 | 30.8737 | 30.9762 | 31.0755 | 31.1717 | 31.2653 | 31.3567 | 31.4463 | 31.5342 | 31.6208 | 31.7063 | 31.7908 | 31.8745 | 31.9572 | 32.0389 | 32.1196 | 32.1989 | 32.2768 | 32.3531 | 32.4297 | 32.5066
| Printers | 0 | 0 | 0 | 0 | 0 | 0 | 0 | 0 | 0 | 0 | 0 | 0 | 0.00090116 | 0.097194 | 0.29662 | 0.60411 | 1.0125 | 1.4933 | 2.0143 | 2.5596 | 3.1223 | 3.6966 | 4.2767 | 4.8561 | 5.4278 | 5.9843 | 6.5179 | 7.0203 | 7.4825 | 7.8953 | 8.249 | 8.5334 | 8.8785 | 9.5235 | 10.6991 | 11.475 | 11.9038 | 11.9642 | 11.1553 | 10.1861 | 9.323 | 8.633 | 8.1925 | 7.9608 | 7.8139 | 7.6873 | 7.5259 | 7.3583 | 7.1849 | 6.9956 | 6.8023 | 6.6045 | 6.4034 | 6.1985 | 5.9911 | 5.7803 | 5.5674 | 5.3518 | 5.1336 | 4.9122 | 4.689 | 4.4634 | 4.2356 | 4.0049 | 3.7729 | 3.539 | 3.3033 | 3.0652 | 2.8262 | 2.5857 | 2.3437 | 2.0995 | 1.8546 | 1.6084 | 1.3608 | 1.1112 | 0.86089 | 0.60933 | 0.35651 | 0.10175 | 0 | 0
| Multi-Function Devices 3 | 0 | 0 | 0 | 0 | 0 | 0 | 0 | 0 | 0 | 0 | 0 | 0 | 0 | 0 | 0 | 0 | 0 | 0 | 0 | 0 | 0 | 0 | 0 | 0 | 0 | 0.003595 | 0.010991 | 0.022392 | 0.038 | 0.057942 | 0.081931 | 0.10891 | 0.6825 | 1.6759 | 3.1109 | 4.8714 | 6.7723 | 8.6232 | 10.42 | 12.2031 | 14.01 | 15.853 | 17.667 | 19.3985 | 20.9989 | 22.432 | 23.8274 | 25.2394 | 26.6573 | 28.0432 | 29.3459 | 29.4975 | 29.6426 | 29.7803 | 29.9161 | 30.049 | 30.1784 | 30.304 | 30.4257 | 30.5436 | 30.6575 | 30.7675 | 30.8737 | 30.9762 | 31.0755 | 31.1717 | 31.2653 | 31.3567 | 31.4463 | 31.5342 | 31.6208 | 31.7063 | 31.7908 | 31.8745 | 31.9572 | 32.0389 | 32.1196 | 32.1989 | 32.2768 | 32.3531 | 32.4297 | 32.5066
| Total | 0 | 0 | 0 | 0 | 0 | 0 | 0 | 0 | 0 | 0.40855 | 1.2137 | 2.0323 | 2.8568 | 3.7935 | 4.8564 | 6.0464 | 7.3564 | 8.7608 | 10.2305 | 11.749 | 13.2869 | 15.0007 | 16.6986 | 18.4074 | 20.1188 | 21.8335 | 23.5359 | 25.2095 | 26.87 | 28.5145 | 30.1569 | 31.8813 | 34.1439 | 35.4579 | 42.6188 | 47.8377 | 52.5838 | 56.889 | 60.7252 | 65.3301 | 70.775 | 76.909 | 83.5448 | 86.2466 | 88.9409 | 91.527 | 94.0357 | 96.5527 | 98.8488 | 100.9141 | 102.8846 | 103.691 | 104.4762 | 105.2379 | 105.9953 | 106.7462 | 107.4859 | 108.2143 | 108.5811 | 108.7604 | 108.9245 | 109.0729 | 109.206 | 109.3241 | 109.4295 | 109.5228 | 109.6054 | 109.6781 | 109.7435 | 109.8019 | 109.8542 | 109.9008 | 109.9433 | 109.9815 | 110.0153 | 110.0436 | 110.0674 | 110.0855 | 110.0975 | 110.1023 | 110.2611 | 110.5223
Demand TWh/yr
| Year | 1970 | 1971 | 1972 | 1973 | 1974 | 1975 | 1976 | 1977 | 1978 | 1979 | 1980 | 1981 | 1982 | 1983 | 1984 | 1985 | 1986 | 1987 | 1988 | 1989 | 1990 | 1991 | 1992 | 1993 | 1994 | 1995 | 1996 | 1997 | 1998 | 1999 | 2000 | 2001 | 2002 | 2003 | 2004 | 2005 | 2006 | 2007 | 2008 | 2009 | 2010 | 2011 | 2012 | 2013 | 2014 | 2015 | 2016 | 2017 | 2018 | 2019 | 2020 | 2021 | 2022 | 2023 | 2024 | 2025 | 2026 | 2027 | 2028 | 2029 | 2030 | 2031 | 2032 | 2033 | 2034 | 2035 | 2036 | 2037 | 2038 | 2039 | 2040 | 2041 | 2042 | 2043 | 2044 | 2045 | 2046 | 2047 | 2048 | 2049 | 2050 | 2051
| Desktops | 0 | 0 | 0 | 0 | 0 | 0 | 0 | 0 | 0 | 0.028424 | 0.084531 | 0.14167 | 0.19926 | 0.25818 | 0.3189 | 0.38118 | 0.44501 | 0.51057 | 0.57808 | 0.64588 | 0.72759 | 0.79332 | 0.85979 | 0.93259 | 1.0072 | 1.0912 | 1.1869 | 1.2903 | 1.3951 | 1.5126 | 1.6367 | 1.8763 | 2.2368 | 2.565 | 2.9679 | 3.3931 | 3.7547 | 4.0325 | 4.0935 | 3.7834 | 3.6515 | 3.4567 | 3.133 | 2.8902 | 2.6351 | 2.4588 | 2.2493 | 2.0459 | 1.8501 | 1.6594 | 1.4774 | 1.3039 | 1.1401 | 0.98585 | 0.84154 | 0.70699 | 0.58312 | 0.46973 | 0.367 | 0.27488 | 0.20826 | 0.18682 | 0.16519 | 0.14333 | 0.12138 | 0.099268 | 0.077013 | 0.054558 | 0.03203 | 0.009373 | 0 | 0 | 0 | 0 | 0 | 0 | 0 | 0 | 0 | 0 | 0 | 0
| Laptops | 0 | 0 | 0 | 0 | 0 | 0 | 0 | 0 | 0 | 0 | 0 | 0 | 0 | 0 | 0 | 0 | 0 | 0 | 0 | 0 | 0 | 0.010864 | 0.021541 | 0.03222 | 0.042495 | 0.05254 | 0.062479 | 0.072124 | 0.081591 | 0.091242 | 0.099198 | 0.11224 | 0.12962 | 0.14193 | 0.18445 | 0.23778 | 0.30645 | 0.41446 | 0.55062 | 0.69374 | 0.92126 | 1.1941 | 1.4682 | 1.533 | 1.5895 | 1.6731 | 1.7427 | 1.8136 | 1.8732 | 1.9263 | 1.9799 | 2.0342 | 2.0888 | 2.1438 | 2.1995 | 2.256 | 2.3131 | 2.3707 | 2.4289 | 2.4878 | 2.5471 | 2.607 | 2.6673 | 2.7284 | 2.7899 | 2.8519 | 2.9145 | 2.9778 | 3.0417 | 3.1062 | 3.1531 | 3.1873 | 3.2216 | 3.2558 | 3.2902 | 3.3246 | 3.3589 | 3.3933 | 3.4276 | 3.462 | 3.4964 | 3.531
| Monitors | 0 | 0 | 0 | 0 | 0 | 0 | 0 | 0 | 0 | 0.021848 | 0.064908 | 0.10869 | 0.15273 | 0.19767 | 0.24385 | 0.29104 | 0.33926 | 0.38866 | 0.43939 | 0.49144 | 0.55278 | 0.6018 | 0.65124 | 0.70532 | 0.75888 | 0.81759 | 0.88295 | 0.952 | 1.0262 | 1.1077 | 1.187 | 1.3358 | 1.5384 | 1.6446 | 1.7774 | 1.8059 | 1.7748 | 1.7205 | 1.612 | 1.4789 | 1.5223 | 1.631 | 1.7511 | 1.7929 | 1.8184 | 1.8477 | 1.8904 | 1.9325 | 1.9737 | 2.011 | 2.0477 | 2.0837 | 2.1188 | 2.153 | 2.1867 | 2.2199 | 2.2524 | 2.2842 | 2.2889 | 2.2802 | 2.2711 | 2.2616 | 2.2517 | 2.2413 | 2.2307 | 2.2197 | 2.2084 | 2.1968 | 2.185 | 2.173 | 2.1609 | 2.1485 | 2.1359 | 2.1233 | 2.1104 | 2.0974 | 2.0842 | 2.0709 | 2.0574 | 2.0436 | 2.0298 | 2.016
| Printers | 0 | 0 | 0 | 0 | 0 | 0 | 0 | 0 | 0 | 0 | 0 | 0 | 0 | 0 | 0 | 0.010965 | 0.018423 | 0.027243 | 0.036863 | 0.047003 | 0.058496 | 0.068738 | 0.079276 | 0.090371 | 0.10136 | 0.11278 | 0.12475 | 0.13673 | 0.14848 | 0.16024 | 0.16924 | 0.17508 | 0.19047 | 0.20431 | 0.2263 | 0.24048 | 0.24672 | 0.24518 | 0.21394 | 0.17271 | 0.14977 | 0.1312 | 0.11716 | 0.1071 | 0.099444 | 0.093737 | 0.08567 | 0.077782 | 0.070126 | 0.062609 | 0.055367 | 0.048389 | 0.041727 | 0.035368 | 0.029329 | 0.025427 | 0.02449 | 0.023542 | 0.022582 | 0.021608 | 0.020626 | 0.019634 | 0.018632 | 0.017617 | 0.016596 | 0.015567 | 0.014531 | 0.013483 | 0.012432 | 0.011374 | 0.010309 | 0.0092354 | 0.0081582 | 0.007075 | 0.0059859 | 0.0048878 | 0.0037869 | 0.0026803 | 0.0015682 | 0.00044759 | 0 | 0
| Multi-Function Devices 3 | 0 | 0 | 0 | 0 | 0 | 0 | 0 | 0 | 0 | 0 | 0 | 0 | 0 | 0 | 0 | 0 | 0 | 0 | 0 | 0 | 0 | 0 | 0 | 0 | 0 | 0 | 0 | 0 | 0 | 0 | 0.0079493 | 0.010543 | 0.028711 | 0.056184 | 0.091916 | 0.13039 | 0.16517 | 0.18995 | 0.20167 | 0.20274 | 0.22071 | 0.24704 | 0.27052 | 0.2878 | 0.30082 | 0.31228 | 0.32177 | 0.33029 | 0.33773 | 0.34359 | 0.34732 | 0.33678 | 0.32608 | 0.31518 | 0.30414 | 0.29293 | 0.28161 | 0.27014 | 0.25854 | 0.24678 | 0.23491 | 0.22293 | 0.21083 | 0.19857 | 0.18625 | 0.17383 | 0.16132 | 0.14868 | 0.13833 | 0.13871 | 0.13909 | 0.13947 | 0.13984 | 0.14021 | 0.14057 | 0.14093 | 0.14129 | 0.14164 | 0.14198 | 0.14232 | 0.14265 | 0.14299
| Total | 0 | 0 | 0 | 0 | 0 | 0 | 0 | 0 | 0 | 0.050272 | 0.14944 | 0.25036 | 0.35201 | 0.45761 | 0.56812 | 0.68319 | 0.80269 | 0.92647 | 1.0543 | 1.1843 | 1.3389 | 1.4747 | 1.6118 | 1.7605 | 1.9099 | 2.0745 | 2.2582 | 2.4533 | 2.6551 | 2.8774 | 3.1001 | 3.5099 | 4.124 | 4.612 | 5.248 | 5.8077 | 6.2479 | 6.6026 | 6.6717 | 6.3315 | 6.4655 | 6.6601 | 6.74 | 6.6111 | 6.4432 | 6.3857 | 6.2898 | 6.2001 | 6.1048 | 6.0029 | 5.9077 | 5.8069 | 5.7155 | 5.6332 | 5.5612 | 5.5013 | 5.4547 | 5.4183 | 5.366 | 5.3113 | 5.282 | 5.298 | 5.3137 | 5.3293 | 5.3448 | 5.3602 | 5.3757 | 5.3914 | 5.4095 | 5.4387 | 5.4633 | 5.4845 | 5.5055 | 5.5264 | 5.5471 | 5.5678 | 5.5882 | 5.6085 | 5.6285 | 5.6483 | 5.6689 | 5.69
Consumer Power
Appliances Millions
| Year | 1970 | 1971 | 1972 | 1973 | 1974 | 1975 | 1976 | 1977 | 1978 | 1979 | 1980 | 1981 | 1982 | 1983 | 1984 | 1985 | 1986 | 1987 | 1988 | 1989 | 1990 | 1991 | 1992 | 1993 | 1994 | 1995 | 1996 | 1997 | 1998 | 1999 | 2000 | 2001 | 2002 | 2003 | 2004 | 2005 | 2006 | 2007 | 2008 | 2009 | 2010 | 2011 | 2012 | 2013 | 2014 | 2015 | 2016 | 2017 | 2018 | 2019 | 2020 | 2021 | 2022 | 2023 | 2024 | 2025 | 2026 | 2027 | 2028 | 2029 | 2030 | 2031 | 2032 | 2033 | 2034 | 2035 | 2036 | 2037 | 2038 | 2039 | 2040 | 2041 | 2042 | 2043 | 2044 | 2045 | 2046 | 2047 | 2048 | 2049 | 2050 | 2051
| Desktops | 0 | 0 | 0 | 0 | 0 | 0 | 0 | 0 | 0 | 0.20427 | 0.60686 | 1.0162 | 1.4279 | 1.8482 | 2.2799 | 2.7211 | 3.172 | 3.6338 | 4.1081 | 4.5947 | 5.0823 | 5.5792 | 6.0644 | 6.5544 | 7.0487 | 7.5496 | 8.053 | 8.5552 | 9.0677 | 9.5934 | 10.1431 | 10.761 | 11.346 | 11.9338 | 12.7473 | 13.5157 | 13.944 | 13.9582 | 13.5451 | 12.9725 | 12.252 | 11.415 | 10.5468 | 10.2277 | 9.9086 | 9.5896 | 9.2733 | 8.9471 | 8.6123 | 8.2568 | 7.8952 | 7.5263 | 7.1528 | 6.7736 | 6.3902 | 6.0013 | 5.6091 | 5.2128 | 4.8123 | 4.4068 | 3.9986 | 3.5869 | 3.1717 | 2.752 | 2.3304 | 1.9059 | 1.4787 | 1.0475 | 0.61498 | 0.17996 | 0 | 0 | 0 | 0 | 0 | 0 | 0 | 0 | 0 | 0 | 0 | 0
| Laptops | 0 | 0 | 0 | 0 | 0 | 0 | 0 | 0 | 0 | 0 | 0 | 0 | 0 | 0 | 0 | 0 | 0 | 0 | 0 | 0 | 0 | 0.1456 | 0.29311 | 0.44245 | 0.59352 | 0.7465 | 0.90098 | 1.0564 | 1.214 | 1.3745 | 1.5397 | 1.717 | 1.891 | 2.0668 | 2.7618 | 3.6521 | 4.8455 | 6.6366 | 9.3878 | 13.016 | 17.287 | 21.952 | 26.7242 | 27.6412 | 28.5581 | 29.475 | 30.5197 | 31.3825 | 32.0203 | 32.6057 | 33.189 | 33.7702 | 34.3469 | 34.9188 | 35.4923 | 36.0674 | 36.6407 | 37.2128 | 37.7837 | 38.3542 | 38.9219 | 39.4876 | 40.0515 | 40.6147 | 41.1752 | 41.7344 | 42.2928 | 42.8519 | 43.4098 | 43.9679 | 44.2691 | 44.3888 | 44.5071 | 44.6242 | 44.7401 | 44.8545 | 44.9674 | 45.0784 | 45.1875 | 45.2943 | 45.4016 | 45.5092
| Monitors | 0 | 0 | 0 | 0 | 0 | 0 | 0 | 0 | 0 | 0.20427 | 0.60686 | 1.0162 | 1.4279 | 1.8482 | 2.2799 | 2.7211 | 3.172 | 3.6338 | 4.1081 | 4.5947 | 5.0823 | 5.5792 | 6.0644 | 6.5544 | 7.0487 | 7.5496 | 8.053 | 8.5552 | 9.0677 | 9.5934 | 10.1431 | 10.761 | 11.346 | 11.9338 | 13.2997 | 14.3234 | 15.1181 | 15.7068 | 16.217 | 16.9524 | 17.903 | 19.056 | 20.4143 | 21.0184 | 21.6614 | 22.3432 | 23.0459 | 23.7524 | 24.4563 | 25.1232 | 25.7908 | 26.4596 | 27.1265 | 27.7916 | 28.46 | 29.132 | 29.8038 | 30.304 | 30.4257 | 30.5436 | 30.6575 | 30.7675 | 30.8737 | 30.9762 | 31.0755 | 31.1717 | 31.2653 | 31.3567 | 31.4463 | 31.5342 | 31.6208 | 31.7063 | 31.7908 | 31.8745 | 31.9572 | 32.0389 | 32.1196 | 32.1989 | 32.2768 | 32.3531 | 32.4297 | 32.5066
| Printers | 0 | 0 | 0 | 0 | 0 | 0 | 0 | 0 | 0 | 0 | 0 | 0 | 0.00090116 | 0.097194 | 0.29662 | 0.60411 | 1.0125 | 1.4933 | 2.0143 | 2.5596 | 3.1223 | 3.6966 | 4.2767 | 4.8561 | 5.4278 | 5.9843 | 6.5179 | 7.0203 | 7.4825 | 7.8953 | 8.249 | 8.5334 | 8.8785 | 9.5235 | 10.6991 | 11.475 | 11.9038 | 11.9642 | 11.1553 | 10.1861 | 9.323 | 8.633 | 8.1925 | 7.9608 | 7.8139 | 7.6873 | 7.5259 | 7.3583 | 7.1849 | 6.9956 | 6.8023 | 6.6045 | 6.4034 | 6.1985 | 5.9911 | 5.7803 | 5.5674 | 5.3518 | 5.1336 | 4.9122 | 4.689 | 4.4634 | 4.2356 | 4.0049 | 3.7729 | 3.539 | 3.3033 | 3.0652 | 2.8262 | 2.5857 | 2.3437 | 2.0995 | 1.8546 | 1.6084 | 1.3608 | 1.1112 | 0.86089 | 0.60933 | 0.35651 | 0.10175 | 0 | 0
| Multi-Function Devices 3 | 0 | 0 | 0 | 0 | 0 | 0 | 0 | 0 | 0 | 0 | 0 | 0 | 0 | 0 | 0 | 0 | 0 | 0 | 0 | 0 | 0 | 0 | 0 | 0 | 0 | 0.003595 | 0.010991 | 0.022392 | 0.038 | 0.057942 | 0.081931 | 0.10891 | 0.6825 | 1.6759 | 3.1109 | 4.8714 | 6.7723 | 8.6232 | 10.42 | 12.2031 | 14.01 | 15.853 | 17.667 | 19.3985 | 20.9989 | 22.432 | 24.3624 | 26.3194 | 28.2887 | 29.1875 | 29.3459 | 29.4975 | 29.6426 | 29.7803 | 29.9161 | 30.049 | 30.1784 | 30.304 | 30.4257 | 30.5436 | 30.6575 | 30.7675 | 30.8737 | 30.9762 | 31.0755 | 31.1717 | 31.2653 | 31.3567 | 31.4463 | 31.5342 | 31.6208 | 31.7063 | 31.7908 | 31.8745 | 31.9572 | 32.0389 | 32.1196 | 32.1989 | 32.2768 | 32.3531 | 32.4297 | 32.5066
| Total | 0 | 0 | 0 | 0 | 0 | 0 | 0 | 0 | 0 | 0.40855 | 1.2137 | 2.0323 | 2.8568 | 3.7935 | 4.8564 | 6.0464 | 7.3564 | 8.7608 | 10.2305 | 11.749 | 13.2869 | 15.0007 | 16.6986 | 18.4074 | 20.1188 | 21.8335 | 23.5359 | 25.2095 | 26.87 | 28.5145 | 30.1569 | 31.8813 | 34.1439 | 35.4579 | 42.6188 | 47.8377 | 52.5838 | 56.889 | 60.7252 | 65.3301 | 70.775 | 76.909 | 83.5448 | 86.2466 | 88.9409 | 91.527 | 94.7272 | 97.7597 | 100.5625 | 102.1687 | 103.0232 | 103.8582 | 104.6722 | 105.4629 | 106.2496 | 107.03 | 107.7994 | 108.3853 | 108.5811 | 108.7604 | 108.9245 | 109.0729 | 109.206 | 109.3241 | 109.4295 | 109.5228 | 109.6054 | 109.6781 | 109.7435 | 109.8019 | 109.8542 | 109.9008 | 109.9433 | 109.9815 | 110.0153 | 110.0436 | 110.0674 | 110.0855 | 110.0975 | 110.1023 | 110.2611 | 110.5223
Demand TWh/yr
| Year | 1970 | 1971 | 1972 | 1973 | 1974 | 1975 | 1976 | 1977 | 1978 | 1979 | 1980 | 1981 | 1982 | 1983 | 1984 | 1985 | 1986 | 1987 | 1988 | 1989 | 1990 | 1991 | 1992 | 1993 | 1994 | 1995 | 1996 | 1997 | 1998 | 1999 | 2000 | 2001 | 2002 | 2003 | 2004 | 2005 | 2006 | 2007 | 2008 | 2009 | 2010 | 2011 | 2012 | 2013 | 2014 | 2015 | 2016 | 2017 | 2018 | 2019 | 2020 | 2021 | 2022 | 2023 | 2024 | 2025 | 2026 | 2027 | 2028 | 2029 | 2030 | 2031 | 2032 | 2033 | 2034 | 2035 | 2036 | 2037 | 2038 | 2039 | 2040 | 2041 | 2042 | 2043 | 2044 | 2045 | 2046 | 2047 | 2048 | 2049 | 2050 | 2051
| Desktops | 0 | 0 | 0 | 0 | 0 | 0 | 0 | 0 | 0 | 0.028424 | 0.084531 | 0.14167 | 0.19926 | 0.25818 | 0.3189 | 0.38118 | 0.44501 | 0.51057 | 0.57808 | 0.64588 | 0.72759 | 0.79332 | 0.85979 | 0.93259 | 1.0072 | 1.0912 | 1.1869 | 1.2903 | 1.3951 | 1.5126 | 1.6367 | 1.8763 | 2.2368 | 2.565 | 2.9679 | 3.3931 | 3.7547 | 4.0325 | 4.0935 | 3.7834 | 3.6515 | 3.4567 | 3.133 | 2.8902 | 2.6351 | 2.4588 | 2.2899 | 2.1243 | 1.9633 | 1.804 | 1.6502 | 1.5016 | 1.3593 | 1.2231 | 1.0933 | 0.96979 | 0.85329 | 0.74361 | 0.6409 | 0.54503 | 0.45667 | 0.37567 | 0.30214 | 0.23602 | 0.17779 | 0.12735 | 0.084791 | 0.054558 | 0.03203 | 0.009373 | 0 | 0 | 0 | 0 | 0 | 0 | 0 | 0 | 0 | 0 | 0 | 0
| Laptops | 0 | 0 | 0 | 0 | 0 | 0 | 0 | 0 | 0 | 0 | 0 | 0 | 0 | 0 | 0 | 0 | 0 | 0 | 0 | 0 | 0 | 0.010864 | 0.021541 | 0.03222 | 0.042495 | 0.05254 | 0.062479 | 0.072124 | 0.081591 | 0.091242 | 0.099198 | 0.11224 | 0.12962 | 0.14193 | 0.18445 | 0.23778 | 0.30645 | 0.41446 | 0.55062 | 0.69374 | 0.92126 | 1.1941 | 1.4682 | 1.533 | 1.5895 | 1.6731 | 1.7541 | 1.8261 | 1.8859 | 1.9436 | 2.0019 | 2.061 | 2.1206 | 2.1808 | 2.2418 | 2.3038 | 2.3665 | 2.4299 | 2.494 | 2.559 | 2.6245 | 2.6907 | 2.7576 | 2.8253 | 2.8935 | 2.9625 | 3.0321 | 3.1028 | 3.174 | 3.246 | 3.2997 | 3.3403 | 3.3808 | 3.4214 | 3.4621 | 3.5029 | 3.5436 | 3.5844 | 3.6252 | 3.666 | 3.707 | 3.7481
| Monitors | 0 | 0 | 0 | 0 | 0 | 0 | 0 | 0 | 0 | 0.021848 | 0.064908 | 0.10869 | 0.15273 | 0.19767 | 0.24385 | 0.29104 | 0.33926 | 0.38866 | 0.43939 | 0.49144 | 0.55278 | 0.6018 | 0.65124 | 0.70532 | 0.75888 | 0.81759 | 0.88295 | 0.952 | 1.0262 | 1.1077 | 1.187 | 1.3358 | 1.5384 | 1.6446 | 1.7774 | 1.8059 | 1.7748 | 1.7205 | 1.612 | 1.4789 | 1.5223 | 1.631 | 1.7511 | 1.7929 | 1.8184 | 1.8477 | 1.9015 | 1.9554 | 2.0088 | 2.0589 | 2.1088 | 2.1585 | 2.2078 | 2.2568 | 2.3058 | 2.3548 | 2.4035 | 2.4382 | 2.4423 | 2.446 | 2.4494 | 2.4525 | 2.4552 | 2.4576 | 2.4596 | 2.4614 | 2.463 | 2.4643 | 2.4655 | 2.4665 | 2.4674 | 2.4681 | 2.4688 | 2.4693 | 2.4698 | 2.4701 | 2.4703 | 2.4704 | 2.4704 | 2.4702 | 2.47 | 2.4697
| Printers | 0 | 0 | 0 | 0 | 0 | 0 | 0 | 0 | 0 | 0 | 0 | 0 | 0 | 0 | 0 | 0.010965 | 0.018423 | 0.027243 | 0.036863 | 0.047003 | 0.058496 | 0.068738 | 0.079276 | 0.090371 | 0.10136 | 0.11278 | 0.12475 | 0.13673 | 0.14848 | 0.16024 | 0.16924 | 0.17508 | 0.19047 | 0.20431 | 0.2263 | 0.24048 | 0.24672 | 0.24518 | 0.21394 | 0.17271 | 0.14977 | 0.1312 | 0.11716 | 0.1071 | 0.099444 | 0.093737 | 0.086182 | 0.078784 | 0.071594 | 0.064514 | 0.057681 | 0.051087 | 0.044778 | 0.038743 | 0.032999 | 0.027535 | 0.02449 | 0.023542 | 0.022582 | 0.021608 | 0.020626 | 0.019634 | 0.018632 | 0.017617 | 0.016596 | 0.015567 | 0.014531 | 0.013483 | 0.012432 | 0.011374 | 0.010309 | 0.0092354 | 0.0081582 | 0.007075 | 0.0059859 | 0.0048878 | 0.0037869 | 0.0026803 | 0.0015682 | 0.00044759 | 0 | 0
| Multi-Function Devices 3 | 0 | 0 | 0 | 0 | 0 | 0 | 0 | 0 | 0 | 0 | 0 | 0 | 0 | 0 | 0 | 0 | 0 | 0 | 0 | 0 | 0 | 0 | 0 | 0 | 0 | 0 | 0 | 0 | 0 | 0 | 0.0079493 | 0.010543 | 0.028711 | 0.056184 | 0.091916 | 0.13039 | 0.16517 | 0.18995 | 0.20167 | 0.20274 | 0.22071 | 0.24704 | 0.27052 | 0.2878 | 0.30082 | 0.31228 | 0.33086 | 0.34845 | 0.36489 | 0.36654 | 0.35853 | 0.35031 | 0.34194 | 0.33339 | 0.32472 | 0.3159 | 0.30698 | 0.29794 | 0.28877 | 0.27946 | 0.27006 | 0.26055 | 0.25094 | 0.24119 | 0.23138 | 0.22148 | 0.2115 | 0.20141 | 0.19128 | 0.18107 | 0.1708 | 0.16043 | 0.15004 | 0.14021 | 0.14057 | 0.14093 | 0.14129 | 0.14164 | 0.14198 | 0.14232 | 0.14265 | 0.14299
| Total | 0 | 0 | 0 | 0 | 0 | 0 | 0 | 0 | 0 | 0.050272 | 0.14944 | 0.25036 | 0.35201 | 0.45761 | 0.56812 | 0.68319 | 0.80269 | 0.92647 | 1.0543 | 1.1843 | 1.3389 | 1.4747 | 1.6118 | 1.7605 | 1.9099 | 2.0745 | 2.2582 | 2.4533 | 2.6551 | 2.8774 | 3.1001 | 3.5099 | 4.124 | 4.612 | 5.248 | 5.8077 | 6.2479 | 6.6026 | 6.6717 | 6.3315 | 6.4655 | 6.6601 | 6.74 | 6.6111 | 6.4432 | 6.3857 | 6.3626 | 6.333 | 6.2945 | 6.2375 | 6.1771 | 6.1226 | 6.0745 | 6.0328 | 5.9986 | 5.9718 | 5.9547 | 5.9331 | 5.8885 | 5.8511 | 5.8213 | 5.799 | 5.7845 | 5.7777 | 5.7789 | 5.7883 | 5.806 | 5.8365 | 5.8752 | 5.9144 | 5.9482 | 5.9781 | 6.0078 | 6.038 | 6.0784 | 6.1188 | 6.159 | 6.1991 | 6.2391 | 6.2789 | 6.3196 | 6.3608

## PD10
Electricity: Residential Consumer Electronics
TVs, DVD/VCR players, Set Top boxes
Historic Source to 2015: Energy Consumption in the UK
Source 2016 Onwards: National Grid Scenarios
Data on an annual calendar year basis
Millions of Appliances
| Year | 1970 | 1971 | 1972 | 1973 | 1974 | 1975 | 1976 | 1977 | 1978 | 1979 | 1980 | 1981 | 1982 | 1983 | 1984 | 1985 | 1986 | 1987 | 1988 | 1989 | 1990 | 1991 | 1992 | 1993 | 1994 | 1995 | 1996 | 1997 | 1998 | 1999 | 2000 | 2001 | 2002 | 2003 | 2004 | 2005 | 2006 | 2007 | 2008 | 2009 | 2010 | 2011 | 2012 | 2013 | 2014 | 2015 | 2016 | 2017 | 2018 | 2019 | 2020 | 2021 | 2022 | 2023 | 2024 | 2025 | 2026 | 2027 | 2028 | 2029 | 2030 | 2031 | 2032 | 2033 | 2034 | 2035 | 2036 | 2037 | 2038 | 2039 | 2040 | 2041 | 2042 | 2043 | 2044 | 2045 | 2046 | 2047 | 2048 | 2049 | 2050 | 2051
| Two Degrees | 17.1266 | 17.5368 | 17.9463 | 18.4 | 18.9414 | 19.5839 | 20.3279 | 21.1698 | 22.2921 | 23.7815 | 25.7201 | 28.1858 | 31.0402 | 34.1281 | 37.2178 | 40.1488 | 42.9849 | 45.8236 | 48.6621 | 51.9746 | 55.1212 | 58.4093 | 61.48 | 63.9581 | 66.4446 | 68.9778 | 72.013 | 76.0442 | 80.9085 | 86.6592 | 92.8206 | 100.6561 | 108.7334 | 117.8721 | 127.0261 | 133.0583 | 137.9639 | 144.2192 | 149.1636 | 152.7014 | 155.33 | 156.524 | 156.6945 | 155.8516 | 154.6379 | 156.6138 | 157.2728 | 157.8781 | 158.4145 | 158.6571 | 158.8608 | 159.0196 | 159.1379 | 159.2102 | 159.266 | 159.2991 | 159.3092 | 159.2932 | 159.252 | 159.1831 | 158.817 | 158.2726 | 157.7006 | 158.3335 | 159.7664 | 161.1899 | 162.6055 | 164.0177 | 165.0071 | 165.4987 | 165.9835 | 166.4628 | 166.9371 | 167.407 | 167.8723 | 168.3325 | 168.7869 | 169.2347 | 169.675 | 170.1073 | 170.5414 | 170.9766
| Slow Progression | 17.1266 | 17.5368 | 17.9463 | 18.4 | 18.9414 | 19.5839 | 20.3279 | 21.1698 | 22.2921 | 23.7815 | 25.7201 | 28.1858 | 31.0402 | 34.1281 | 37.2178 | 40.1488 | 42.9849 | 45.8236 | 48.6621 | 51.9746 | 55.1212 | 58.4093 | 61.48 | 63.9581 | 66.4446 | 68.9778 | 72.013 | 76.0442 | 80.9085 | 86.6592 | 92.8206 | 100.6561 | 108.7334 | 117.8721 | 127.0261 | 133.0583 | 137.9639 | 144.2192 | 149.1636 | 152.7014 | 155.33 | 156.524 | 156.6945 | 155.8516 | 154.6379 | 156.6138 | 156.6947 | 156.7111 | 156.6516 | 156.2938 | 155.891 | 155.4362 | 154.9373 | 154.3876 | 153.8162 | 153.2157 | 152.589 | 151.9321 | 151.2459 | 150.5264 | 149.781 | 149.3591 | 150.7966 | 152.2254 | 153.6412 | 155.0481 | 156.4476 | 157.8442 | 159.2341 | 159.9233 | 160.4214 | 160.9145 | 161.4028 | 161.887 | 162.3669 | 162.8422 | 163.3119 | 163.7753 | 164.2316 | 164.6805 | 165.1311 | 165.5829
| Steady State | 17.1266 | 17.5368 | 17.9463 | 18.4 | 18.9414 | 19.5839 | 20.3279 | 21.1698 | 22.2921 | 23.7815 | 25.7201 | 28.1858 | 31.0402 | 34.1281 | 37.2178 | 40.1488 | 42.9849 | 45.8236 | 48.6621 | 51.9746 | 55.1212 | 58.4093 | 61.48 | 63.9581 | 66.4446 | 68.9778 | 72.013 | 76.0442 | 80.9085 | 86.6592 | 92.8206 | 100.6561 | 108.7334 | 117.8721 | 127.0261 | 133.0583 | 137.9639 | 144.2192 | 149.1636 | 152.7014 | 155.33 | 156.524 | 156.6945 | 155.8516 | 154.6379 | 156.6138 | 156.1165 | 155.5441 | 154.8887 | 153.9305 | 152.9213 | 151.8528 | 150.7366 | 149.565 | 148.3665 | 147.1322 | 145.8689 | 144.5711 | 143.2397 | 141.8697 | 141.584 | 142.5881 | 143.5779 | 144.5558 | 145.5199 | 146.4732 | 147.4173 | 148.3553 | 149.2859 | 150.1419 | 150.2047 | 150.2596 | 150.3089 | 150.3522 | 150.3895 | 150.4192 | 150.4428 | 150.4585 | 150.4658 | 150.4631 | 150.4612 | 150.4584
| Consumer Power | 17.1266 | 17.5368 | 17.9463 | 18.4 | 18.9414 | 19.5839 | 20.3279 | 21.1698 | 22.2921 | 23.7815 | 25.7201 | 28.1858 | 31.0402 | 34.1281 | 37.2178 | 40.1488 | 42.9849 | 45.8236 | 48.6621 | 51.9746 | 55.1212 | 58.4093 | 61.48 | 63.9581 | 66.4446 | 68.9778 | 72.013 | 76.0442 | 80.9085 | 86.6592 | 92.8206 | 100.6561 | 108.7334 | 117.8721 | 127.0261 | 133.0583 | 137.9639 | 144.2192 | 149.1636 | 152.7014 | 155.33 | 156.524 | 156.6945 | 155.8516 | 154.6379 | 156.6138 | 157.2728 | 157.8781 | 158.4145 | 158.6571 | 158.8608 | 159.0196 | 159.1379 | 159.2102 | 159.266 | 159.2991 | 159.3092 | 159.2932 | 159.252 | 159.1831 | 158.817 | 158.2726 | 157.7006 | 158.3335 | 159.7664 | 161.1899 | 162.6055 | 164.0177 | 165.0071 | 165.4987 | 165.9835 | 166.4628 | 166.9371 | 167.407 | 167.8723 | 168.3325 | 168.7869 | 169.2347 | 169.675 | 170.1073 | 170.5414 | 170.9766
Appliance Demand TWh/yr
| Year | 1970 | 1971 | 1972 | 1973 | 1974 | 1975 | 1976 | 1977 | 1978 | 1979 | 1980 | 1981 | 1982 | 1983 | 1984 | 1985 | 1986 | 1987 | 1988 | 1989 | 1990 | 1991 | 1992 | 1993 | 1994 | 1995 | 1996 | 1997 | 1998 | 1999 | 2000 | 2001 | 2002 | 2003 | 2004 | 2005 | 2006 | 2007 | 2008 | 2009 | 2010 | 2011 | 2012 | 2013 | 2014 | 2015 | 2016 | 2017 | 2018 | 2019 | 2020 | 2021 | 2022 | 2023 | 2024 | 2025 | 2026 | 2027 | 2028 | 2029 | 2030 | 2031 | 2032 | 2033 | 2034 | 2035 | 2036 | 2037 | 2038 | 2039 | 2040 | 2041 | 2042 | 2043 | 2044 | 2045 | 2046 | 2047 | 2048 | 2049 | 2050 | 2051
| Two Degrees | 2.3681 | 2.4766 | 2.5628 | 2.6395 | 2.7203 | 2.9097 | 3.1332 | 3.3788 | 3.6852 | 4.0588 | 4.5061 | 5.0261 | 5.5787 | 6.1437 | 6.6745 | 7.1547 | 7.5822 | 7.9738 | 8.327 | 8.7671 | 9.3089 | 9.6214 | 9.9141 | 10.1592 | 10.3513 | 10.5549 | 10.7272 | 11.0485 | 11.5075 | 12.1343 | 12.7838 | 13.4338 | 14.7037 | 15.6087 | 16.3966 | 16.6257 | 16.8167 | 17.148 | 16.7075 | 15.4599 | 15.5214 | 15.5894 | 15.4566 | 15.2478 | 14.9119 | 14.8076 | 14.7128 | 14.6159 | 14.4832 | 14.1431 | 13.8116 | 13.4885 | 13.1743 | 12.7652 | 12.412 | 12.0826 | 11.775 | 11.488 | 11.2205 | 10.9714 | 10.7243 | 10.5628 | 10.4077 | 10.2798 | 10.172 | 10.0703 | 9.9747 | 9.8852 | 9.7895 | 9.6876 | 9.5939 | 9.5432 | 9.4963 | 9.4533 | 9.414 | 9.3782 | 9.3457 | 9.3164 | 9.29 | 9.2664 | 9.246 | 9.219
| Slow Progression | 2.3681 | 2.4766 | 2.5628 | 2.6395 | 2.7203 | 2.9097 | 3.1332 | 3.3788 | 3.6852 | 4.0588 | 4.5061 | 5.0261 | 5.5787 | 6.1437 | 6.6745 | 7.1547 | 7.5822 | 7.9738 | 8.327 | 8.7671 | 9.3089 | 9.6214 | 9.9141 | 10.1592 | 10.3513 | 10.5549 | 10.7272 | 11.0485 | 11.5075 | 12.1343 | 12.7838 | 13.4338 | 14.7037 | 15.6087 | 16.3966 | 16.6257 | 16.8167 | 17.148 | 16.7075 | 15.4599 | 15.5214 | 15.5894 | 15.4566 | 15.2478 | 14.9119 | 14.8076 | 14.6782 | 14.5461 | 14.379 | 14.1772 | 13.9751 | 13.7719 | 13.5693 | 13.3879 | 13.226 | 13.0539 | 12.8726 | 12.6814 | 12.4803 | 12.2685 | 12.0476 | 11.8228 | 11.6202 | 11.4075 | 11.1862 | 10.9558 | 10.7816 | 10.8748 | 10.9673 | 11.0275 | 11.0787 | 11.1297 | 11.1803 | 11.2307 | 11.2807 | 11.3305 | 11.3799 | 11.4288 | 11.4773 | 11.5252 | 11.5733 | 11.6126
| Steady State | 2.3681 | 2.4766 | 2.5628 | 2.6395 | 2.7203 | 2.9097 | 3.1332 | 3.3788 | 3.6852 | 4.0588 | 4.5061 | 5.0261 | 5.5787 | 6.1437 | 6.6745 | 7.1547 | 7.5822 | 7.9738 | 8.327 | 8.7671 | 9.3089 | 9.6214 | 9.9141 | 10.1592 | 10.3513 | 10.5549 | 10.7272 | 11.0485 | 11.5075 | 12.1343 | 12.7838 | 13.4338 | 14.7037 | 15.6087 | 16.3966 | 16.6257 | 16.8167 | 17.148 | 16.7075 | 15.4599 | 15.5214 | 15.5894 | 15.4566 | 15.2478 | 14.9119 | 14.8076 | 14.7131 | 14.617 | 14.5188 | 14.3982 | 14.2788 | 14.1601 | 14.0432 | 13.934 | 13.8561 | 13.7692 | 13.6737 | 13.5691 | 13.4553 | 13.3318 | 13.2185 | 13.1184 | 13.0094 | 12.8912 | 12.7647 | 12.6296 | 12.4861 | 12.3339 | 12.1739 | 12.0024 | 11.7864 | 11.7741 | 11.8401 | 11.9047 | 11.968 | 12.03 | 12.0903 | 12.1492 | 12.2064 | 12.262 | 12.3165 | 12.37
| Consumer Power | 2.3681 | 2.4766 | 2.5628 | 2.6395 | 2.7203 | 2.9097 | 3.1332 | 3.3788 | 3.6852 | 4.0588 | 4.5061 | 5.0261 | 5.5787 | 6.1437 | 6.6745 | 7.1547 | 7.5822 | 7.9738 | 8.327 | 8.7671 | 9.3089 | 9.6214 | 9.9141 | 10.1592 | 10.3513 | 10.5549 | 10.7272 | 11.0485 | 11.5075 | 12.1343 | 12.7838 | 13.4338 | 14.7037 | 15.6087 | 16.3966 | 16.6257 | 16.8167 | 17.148 | 16.7075 | 15.4599 | 15.5214 | 15.5894 | 15.4566 | 15.2478 | 14.9119 | 14.8076 | 14.8527 | 14.9004 | 14.9496 | 14.9792 | 15.0134 | 15.0517 | 15.0947 | 15.142 | 15.2315 | 15.3262 | 15.4174 | 15.5052 | 15.5894 | 15.67 | 15.7219 | 15.754 | 15.7799 | 15.8205 | 15.8691 | 15.9119 | 15.9492 | 15.9811 | 15.9795 | 15.9424 | 15.9043 | 15.865 | 15.8252 | 15.7845 | 15.743 | 15.7005 | 15.6572 | 15.6131 | 15.7509 | 15.935 | 16.1197 | 16.3052
Breakdown
Two Degrees
Appliances Millions
| Year | 1970 | 1971 | 1972 | 1973 | 1974 | 1975 | 1976 | 1977 | 1978 | 1979 | 1980 | 1981 | 1982 | 1983 | 1984 | 1985 | 1986 | 1987 | 1988 | 1989 | 1990 | 1991 | 1992 | 1993 | 1994 | 1995 | 1996 | 1997 | 1998 | 1999 | 2000 | 2001 | 2002 | 2003 | 2004 | 2005 | 2006 | 2007 | 2008 | 2009 | 2010 | 2011 | 2012 | 2013 | 2014 | 2015 | 2016 | 2017 | 2018 | 2019 | 2020 | 2021 | 2022 | 2023 | 2024 | 2025 | 2026 | 2027 | 2028 | 2029 | 2030 | 2031 | 2032 | 2033 | 2034 | 2035 | 2036 | 2037 | 2038 | 2039 | 2040 | 2041 | 2042 | 2043 | 2044 | 2045 | 2046 | 2047 | 2048 | 2049 | 2050 | 2051
| TV | 17.1266 | 17.5368 | 17.9463 | 18.4 | 18.9414 | 19.5838 | 20.3177 | 21.1457 | 22.1105 | 23.2058 | 24.4284 | 25.811 | 27.2695 | 28.8147 | 30.3368 | 31.6657 | 32.8105 | 33.8207 | 34.7005 | 35.5135 | 36.1958 | 37.0481 | 37.8765 | 38.6694 | 39.4956 | 40.4903 | 41.6988 | 43.0388 | 44.5113 | 46.0685 | 47.6568 | 49.3662 | 50.7647 | 52.0459 | 53.2178 | 54.5137 | 55.7868 | 57.0212 | 58.2433 | 59.4528 | 60.651 | 61.837 | 63.042 | 64.2368 | 65.4217 | 66.5971 | 67.9735 | 69.3476 | 70.7055 | 71.9471 | 73.1836 | 74.4147 | 75.6354 | 76.8454 | 78.0583 | 79.274 | 80.4854 | 81.694 | 82.8995 | 84.1038 | 85.3013 | 86.4945 | 87.6832 | 88.8701 | 90.0507 | 91.2284 | 92.4038 | 93.5806 | 94.3388 | 94.6025 | 94.8623 | 95.1188 | 95.3724 | 95.6234 | 95.8716 | 96.1168 | 96.3587 | 96.5967 | 96.8303 | 97.0593 | 97.2892 | 97.5197
| Set Top Box | 0 | 0 | 0 | 0 | 0 | 0 | 0 | 0 | 0 | 0 | 0 | 0 | 0 | 0 | 0 | 0 | 0 | 0 | 0.010736 | 0.52052 | 1.0516 | 1.6739 | 2.2578 | 2.4741 | 2.872 | 3.3493 | 4.1363 | 5.1411 | 6.276 | 7.7626 | 9.1798 | 10.5927 | 12.0496 | 15.2468 | 19.5537 | 21.8096 | 24.1365 | 26.9354 | 29.5275 | 31.2269 | 32.887 | 33.952 | 34.6198 | 34.8925 | 34.7713 | 34.7269 | 35.0423 | 35.3491 | 35.6425 | 35.8722 | 36.095 | 36.31 | 36.517 | 36.7152 | 36.9113 | 37.1043 | 37.293 | 37.4772 | 37.657 | 37.8323 | 38.0028 | 38.1687 | 38.33 | 38.4871 | 38.6402 | 38.7898 | 38.9363 | 39.0803 | 39.2221 | 39.362 | 39.5004 | 39.6378 | 39.7739 | 39.9092 | 40.0435 | 40.1767 | 40.3087 | 40.4391 | 40.5679 | 40.695 | 40.8225 | 40.9504
| DVD/VCR | 0 | 0 | 0 | 0 | 0 | 0 | 0.01 | 0.023257 | 0.17939 | 0.56739 | 1.2618 | 2.2976 | 3.6043 | 4.9953 | 6.3239 | 7.5718 | 8.763 | 9.913 | 11.0125 | 12.0294 | 12.9465 | 13.7732 | 14.5372 | 15.2552 | 15.9473 | 16.6414 | 17.5272 | 19.2718 | 21.7901 | 24.9474 | 28.5584 | 32.3804 | 36.1026 | 39.6145 | 42.7544 | 44.9297 | 46.3281 | 46.3904 | 45.574 | 43.9356 | 41.88 | 39.798 | 38.0699 | 36.5201 | 34.5793 | 32.5739 | 30.9576 | 29.2974 | 27.6017 | 25.8313 | 24.0343 | 22.2062 | 20.3587 | 18.4875 | 16.5971 | 14.6819 | 12.7531 | 10.8059 | 8.8409 | 6.8535 | 4.8554 | 2.8419 | 0.81382 | 0 | 0 | 0 | 0 | 0 | 0 | 0 | 0 | 0 | 0 | 0 | 0 | 0 | 0 | 0 | 0 | 0 | 0 | 0
| Games Consoles | 0 | 0 | 0 | 0 | 0 | 0.0001 | 0.00021841 | 0.00083557 | 0.0022097 | 0.0083828 | 0.029889 | 0.077226 | 0.1664 | 0.31811 | 0.55707 | 0.91127 | 1.4113 | 2.0898 | 2.9384 | 3.9111 | 4.9273 | 5.9141 | 6.8085 | 7.5594 | 8.1297 | 8.4968 | 8.6507 | 8.5925 | 8.3311 | 7.8808 | 7.4256 | 8.3167 | 9.8165 | 10.9649 | 11.5002 | 11.8054 | 11.7125 | 13.8722 | 15.8188 | 18.0859 | 19.912 | 20.937 | 20.9628 | 20.2021 | 19.8656 | 22.7159 | 23.2993 | 23.8841 | 24.4647 | 25.0065 | 25.5478 | 26.0887 | 26.6267 | 27.162 | 27.6993 | 28.2389 | 28.7776 | 29.3162 | 29.8545 | 30.3935 | 30.6575 | 30.7675 | 30.8737 | 30.9762 | 31.0755 | 31.1717 | 31.2653 | 31.3567 | 31.4463 | 31.5342 | 31.6208 | 31.7063 | 31.7908 | 31.8745 | 31.9572 | 32.0389 | 32.1196 | 32.1989 | 32.2768 | 32.3531 | 32.4297 | 32.5066
| Total | 17.1266 | 17.5368 | 17.9463 | 18.4 | 18.9414 | 19.5839 | 20.3279 | 21.1698 | 22.2921 | 23.7815 | 25.7201 | 28.1858 | 31.0402 | 34.1281 | 37.2178 | 40.1488 | 42.9849 | 45.8236 | 48.6621 | 51.9746 | 55.1212 | 58.4093 | 61.48 | 63.9581 | 66.4446 | 68.9778 | 72.013 | 76.0442 | 80.9085 | 86.6592 | 92.8206 | 100.6561 | 108.7334 | 117.8721 | 127.0261 | 133.0583 | 137.9639 | 144.2192 | 149.1636 | 152.7014 | 155.33 | 156.524 | 156.6945 | 155.8516 | 154.6379 | 156.6138 | 157.2728 | 157.8781 | 158.4145 | 158.6571 | 158.8608 | 159.0196 | 159.1379 | 159.2102 | 159.266 | 159.2991 | 159.3092 | 159.2932 | 159.252 | 159.1831 | 158.817 | 158.2726 | 157.7006 | 158.3335 | 159.7664 | 161.1899 | 162.6055 | 164.0177 | 165.0071 | 165.4987 | 165.9835 | 166.4628 | 166.9371 | 167.407 | 167.8723 | 168.3325 | 168.7869 | 169.2347 | 169.675 | 170.1073 | 170.5414 | 170.9766
Demand TWh/yr
| Year | 1970 | 1971 | 1972 | 1973 | 1974 | 1975 | 1976 | 1977 | 1978 | 1979 | 1980 | 1981 | 1982 | 1983 | 1984 | 1985 | 1986 | 1987 | 1988 | 1989 | 1990 | 1991 | 1992 | 1993 | 1994 | 1995 | 1996 | 1997 | 1998 | 1999 | 2000 | 2001 | 2002 | 2003 | 2004 | 2005 | 2006 | 2007 | 2008 | 2009 | 2010 | 2011 | 2012 | 2013 | 2014 | 2015 | 2016 | 2017 | 2018 | 2019 | 2020 | 2021 | 2022 | 2023 | 2024 | 2025 | 2026 | 2027 | 2028 | 2029 | 2030 | 2031 | 2032 | 2033 | 2034 | 2035 | 2036 | 2037 | 2038 | 2039 | 2040 | 2041 | 2042 | 2043 | 2044 | 2045 | 2046 | 2047 | 2048 | 2049 | 2050 | 2051
| TV | 2.3681 | 2.4766 | 2.5628 | 2.6395 | 2.7203 | 2.9097 | 3.1304 | 3.3724 | 3.6368 | 3.9083 | 4.1773 | 4.4386 | 4.6725 | 4.9008 | 5.119 | 5.3125 | 5.4838 | 5.643 | 5.7892 | 5.9264 | 6.1463 | 6.2267 | 6.3168 | 6.445 | 6.5322 | 6.6351 | 6.7719 | 6.9167 | 7.0804 | 7.2729 | 7.4494 | 7.6048 | 8.0597 | 8.1922 | 8.2284 | 8.2629 | 8.3558 | 8.5683 | 8.6026 | 8.1848 | 8.4115 | 8.5698 | 8.5641 | 8.4678 | 8.294 | 8.1391 | 8.0585 | 7.9668 | 7.864 | 7.5672 | 7.2704 | 6.9736 | 6.6768 | 6.2528 | 5.8545 | 5.4805 | 5.1288 | 4.7985 | 4.4883 | 4.1972 | 3.9239 | 3.7453 | 3.5739 | 3.4097 | 3.2522 | 3.1014 | 2.957 | 2.8189 | 2.675 | 2.5251 | 2.3834 | 2.2847 | 2.1899 | 2.099 | 2.0119 | 1.9282 | 1.848 | 1.771 | 1.6972 | 1.6263 | 1.5584 | 1.4933
| Set Top Box | 0 | 0 | 0 | 0 | 0 | 0 | 0 | 0 | 0 | 0 | 0 | 0 | 0 | 0 | 0 | 0 | 0 | 0 | 0 | 0.12674 | 0.2581 | 0.40261 | 0.53396 | 0.58381 | 0.66437 | 0.75794 | 0.91137 | 1.101 | 1.3076 | 1.5543 | 1.7719 | 1.9546 | 2.2219 | 2.5384 | 2.9139 | 3.0888 | 3.3045 | 3.6317 | 3.7243 | 3.6175 | 3.8338 | 4.0531 | 4.1838 | 4.2551 | 4.2655 | 4.2797 | 4.3399 | 4.3996 | 4.4579 | 4.5085 | 4.5585 | 4.6079 | 4.6565 | 4.7042 | 4.7518 | 4.7994 | 4.8466 | 4.8934 | 4.9399 | 4.9861 | 5.0317 | 5.077 | 5.1219 | 5.1664 | 5.2106 | 5.2544 | 5.2981 | 5.3416 | 5.3849 | 5.4282 | 5.4714 | 5.5147 | 5.5579 | 5.6012 | 5.6445 | 5.6879 | 5.7312 | 5.7744 | 5.8176 | 5.8607 | 5.904 | 5.9378
| DVD/VCR | 0 | 0 | 0 | 0 | 0 | 0 | 0.0027752 | 0.0063972 | 0.048353 | 0.15049 | 0.32883 | 0.5875 | 0.90611 | 1.2429 | 1.5556 | 1.8363 | 2.0893 | 2.3171 | 2.5184 | 2.6878 | 2.8708 | 2.9516 | 3.0165 | 3.0777 | 3.0978 | 3.1019 | 2.9823 | 2.9694 | 3.0595 | 3.2501 | 3.5078 | 3.8055 | 4.3277 | 4.7642 | 5.1286 | 5.1363 | 4.9467 | 4.5577 | 3.8741 | 3.0367 | 2.5086 | 2.0978 | 1.7825 | 1.5764 | 1.3944 | 1.2329 | 1.0862 | 0.94681 | 0.81576 | 0.69207 | 0.57752 | 0.47208 | 0.37656 | 0.31429 | 0.28215 | 0.24959 | 0.2168 | 0.1837 | 0.1503 | 0.11651 | 0.082542 | 0.048313 | 0.013835 | 0 | 0 | 0 | 0 | 0 | 0 | 0 | 0 | 0 | 0 | 0 | 0 | 0 | 0 | 0 | 0 | 0 | 0 | 0
| Games Consoles | 0 | 0 | 0 | 0 | 0 | 0 | 0 | 0 | 0 | 0 | 0 | 0 | 0 | 0 | 0 | 0.0058692 | 0.0091712 | 0.013705 | 0.019448 | 0.026125 | 0.033775 | 0.040572 | 0.046936 | 0.052719 | 0.056986 | 0.059923 | 0.061523 | 0.061468 | 0.059861 | 0.057014 | 0.054734 | 0.068922 | 0.094439 | 0.11387 | 0.1256 | 0.13764 | 0.20965 | 0.39037 | 0.5066 | 0.6208 | 0.76755 | 0.86873 | 0.92609 | 0.94844 | 0.95808 | 1.1559 | 1.2281 | 1.3027 | 1.3456 | 1.3754 | 1.4051 | 1.4349 | 1.4645 | 1.4939 | 1.5235 | 1.5531 | 1.5828 | 1.6124 | 1.642 | 1.6716 | 1.6862 | 1.6922 | 1.6981 | 1.7037 | 1.7092 | 1.7144 | 1.7196 | 1.7246 | 1.7295 | 1.7344 | 1.7391 | 1.7438 | 1.7485 | 1.7531 | 1.7576 | 1.7621 | 1.7666 | 1.7709 | 1.7752 | 1.7794 | 1.7836 | 1.7879
| Total | 2.3681 | 2.4766 | 2.5628 | 2.6395 | 2.7203 | 2.9097 | 3.1332 | 3.3788 | 3.6852 | 4.0588 | 4.5061 | 5.0261 | 5.5787 | 6.1437 | 6.6745 | 7.1547 | 7.5822 | 7.9738 | 8.327 | 8.7671 | 9.3089 | 9.6214 | 9.9141 | 10.1592 | 10.3513 | 10.5549 | 10.7272 | 11.0485 | 11.5075 | 12.1343 | 12.7838 | 13.4338 | 14.7037 | 15.6087 | 16.3966 | 16.6257 | 16.8167 | 17.148 | 16.7075 | 15.4599 | 15.5214 | 15.5894 | 15.4566 | 15.2478 | 14.9119 | 14.8076 | 14.7128 | 14.6159 | 14.4832 | 14.1431 | 13.8116 | 13.4885 | 13.1743 | 12.7652 | 12.412 | 12.0826 | 11.775 | 11.488 | 11.2205 | 10.9714 | 10.7243 | 10.5628 | 10.4077 | 10.2798 | 10.172 | 10.0703 | 9.9747 | 9.8852 | 9.7895 | 9.6876 | 9.5939 | 9.5432 | 9.4963 | 9.4533 | 9.414 | 9.3782 | 9.3457 | 9.3164 | 9.29 | 9.2664 | 9.246 | 9.219
Slow Progression
Appliances Millions
| Year | 1970 | 1971 | 1972 | 1973 | 1974 | 1975 | 1976 | 1977 | 1978 | 1979 | 1980 | 1981 | 1982 | 1983 | 1984 | 1985 | 1986 | 1987 | 1988 | 1989 | 1990 | 1991 | 1992 | 1993 | 1994 | 1995 | 1996 | 1997 | 1998 | 1999 | 2000 | 2001 | 2002 | 2003 | 2004 | 2005 | 2006 | 2007 | 2008 | 2009 | 2010 | 2011 | 2012 | 2013 | 2014 | 2015 | 2016 | 2017 | 2018 | 2019 | 2020 | 2021 | 2022 | 2023 | 2024 | 2025 | 2026 | 2027 | 2028 | 2029 | 2030 | 2031 | 2032 | 2033 | 2034 | 2035 | 2036 | 2037 | 2038 | 2039 | 2040 | 2041 | 2042 | 2043 | 2044 | 2045 | 2046 | 2047 | 2048 | 2049 | 2050 | 2051
| TV | 17.1266 | 17.5368 | 17.9463 | 18.4 | 18.9414 | 19.5838 | 20.3177 | 21.1457 | 22.1105 | 23.2058 | 24.4284 | 25.811 | 27.2695 | 28.8147 | 30.3368 | 31.6657 | 32.8105 | 33.8207 | 34.7005 | 35.5135 | 36.1958 | 37.0481 | 37.8765 | 38.6694 | 39.4956 | 40.4903 | 41.6988 | 43.0388 | 44.5113 | 46.0685 | 47.6568 | 49.3662 | 50.7647 | 52.0459 | 53.2178 | 54.5137 | 55.7868 | 57.0212 | 58.2433 | 59.4528 | 60.651 | 61.837 | 63.042 | 64.2368 | 65.4217 | 66.5971 | 67.9498 | 69.2997 | 70.6332 | 71.8502 | 73.0618 | 74.2678 | 75.4632 | 76.6477 | 77.8348 | 79.0246 | 80.2099 | 81.3922 | 82.5713 | 83.7489 | 84.9197 | 86.086 | 87.2476 | 88.4073 | 89.5607 | 90.711 | 91.859 | 93.008 | 94.1542 | 94.6025 | 94.8623 | 95.1188 | 95.3724 | 95.6234 | 95.8716 | 96.1168 | 96.3587 | 96.5967 | 96.8303 | 97.0593 | 97.2892 | 97.5197
| Set Top Box | 0 | 0 | 0 | 0 | 0 | 0 | 0 | 0 | 0 | 0 | 0 | 0 | 0 | 0 | 0 | 0 | 0 | 0 | 0.010736 | 0.52052 | 1.0516 | 1.6739 | 2.2578 | 2.4741 | 2.872 | 3.3493 | 4.1363 | 5.1411 | 6.276 | 7.7626 | 9.1798 | 10.5927 | 12.0496 | 15.2468 | 19.5537 | 21.8096 | 24.1365 | 26.9354 | 29.5275 | 31.2269 | 32.887 | 33.952 | 34.6198 | 34.8925 | 34.7713 | 34.7269 | 34.9604 | 35.1836 | 35.3925 | 35.537 | 35.6738 | 35.8018 | 35.9213 | 36.0312 | 36.1384 | 36.2415 | 36.3399 | 36.4332 | 36.5215 | 36.6045 | 36.6825 | 36.7554 | 36.8232 | 36.8863 | 36.9451 | 37 | 37.0514 | 37.0997 | 37.1456 | 37.1892 | 37.231 | 37.271 | 37.3096 | 37.3469 | 37.3829 | 37.4172 | 37.45 | 37.481 | 37.51 | 37.5368 | 37.5638 | 37.5907
| DVD/VCR | 0 | 0 | 0 | 0 | 0 | 0 | 0.01 | 0.023257 | 0.17939 | 0.56739 | 1.2618 | 2.2976 | 3.6043 | 4.9953 | 6.3239 | 7.5718 | 8.763 | 9.913 | 11.0125 | 12.0294 | 12.9465 | 13.7732 | 14.5372 | 15.2552 | 15.9473 | 16.6414 | 17.5272 | 19.2718 | 21.7901 | 24.9474 | 28.5584 | 32.3804 | 36.1026 | 39.6145 | 42.7544 | 44.9297 | 46.3281 | 46.3904 | 45.574 | 43.9356 | 41.88 | 39.798 | 38.0699 | 36.5201 | 34.5793 | 32.5739 | 30.7723 | 28.9233 | 27.0367 | 25.0738 | 23.0825 | 21.0576 | 19.0123 | 16.9418 | 14.8503 | 12.7321 | 10.5992 | 8.4465 | 6.2748 | 4.0789 | 1.8716 | 0 | 0 | 0 | 0 | 0 | 0 | 0 | 0 | 0 | 0 | 0 | 0 | 0 | 0 | 0 | 0 | 0 | 0 | 0 | 0 | 0
| Games Consoles | 0 | 0 | 0 | 0 | 0 | 0.0001 | 0.00021841 | 0.00083557 | 0.0022097 | 0.0083828 | 0.029889 | 0.077226 | 0.1664 | 0.31811 | 0.55707 | 0.91127 | 1.4113 | 2.0898 | 2.9384 | 3.9111 | 4.9273 | 5.9141 | 6.8085 | 7.5594 | 8.1297 | 8.4968 | 8.6507 | 8.5925 | 8.3311 | 7.8808 | 7.4256 | 8.3167 | 9.8165 | 10.9649 | 11.5002 | 11.8054 | 11.7125 | 13.8722 | 15.8188 | 18.0859 | 19.912 | 20.937 | 20.9628 | 20.2021 | 19.8656 | 22.7159 | 23.0122 | 23.3045 | 23.5892 | 23.8328 | 24.0729 | 24.309 | 24.5405 | 24.7669 | 24.9927 | 25.2176 | 25.4401 | 25.6603 | 25.8783 | 26.0941 | 26.3072 | 26.5177 | 26.7258 | 26.9318 | 27.1354 | 27.3371 | 27.5372 | 27.7365 | 27.9344 | 28.1315 | 28.3281 | 28.5247 | 28.7208 | 28.9167 | 29.1124 | 29.3082 | 29.5032 | 29.6976 | 29.8913 | 30.0844 | 30.2781 | 30.4726
| Total | 17.1266 | 17.5368 | 17.9463 | 18.4 | 18.9414 | 19.5839 | 20.3279 | 21.1698 | 22.2921 | 23.7815 | 25.7201 | 28.1858 | 31.0402 | 34.1281 | 37.2178 | 40.1488 | 42.9849 | 45.8236 | 48.6621 | 51.9746 | 55.1212 | 58.4093 | 61.48 | 63.9581 | 66.4446 | 68.9778 | 72.013 | 76.0442 | 80.9085 | 86.6592 | 92.8206 | 100.6561 | 108.7334 | 117.8721 | 127.0261 | 133.0583 | 137.9639 | 144.2192 | 149.1636 | 152.7014 | 155.33 | 156.524 | 156.6945 | 155.8516 | 154.6379 | 156.6138 | 156.6947 | 156.7111 | 156.6516 | 156.2938 | 155.891 | 155.4362 | 154.9373 | 154.3876 | 153.8162 | 153.2157 | 152.589 | 151.9321 | 151.2459 | 150.5264 | 149.781 | 149.3591 | 150.7966 | 152.2254 | 153.6412 | 155.0481 | 156.4476 | 157.8442 | 159.2341 | 159.9233 | 160.4214 | 160.9145 | 161.4028 | 161.887 | 162.3669 | 162.8422 | 163.3119 | 163.7753 | 164.2316 | 164.6805 | 165.1311 | 165.5829
Demand TWh/yr
| Year | 1970 | 1971 | 1972 | 1973 | 1974 | 1975 | 1976 | 1977 | 1978 | 1979 | 1980 | 1981 | 1982 | 1983 | 1984 | 1985 | 1986 | 1987 | 1988 | 1989 | 1990 | 1991 | 1992 | 1993 | 1994 | 1995 | 1996 | 1997 | 1998 | 1999 | 2000 | 2001 | 2002 | 2003 | 2004 | 2005 | 2006 | 2007 | 2008 | 2009 | 2010 | 2011 | 2012 | 2013 | 2014 | 2015 | 2016 | 2017 | 2018 | 2019 | 2020 | 2021 | 2022 | 2023 | 2024 | 2025 | 2026 | 2027 | 2028 | 2029 | 2030 | 2031 | 2032 | 2033 | 2034 | 2035 | 2036 | 2037 | 2038 | 2039 | 2040 | 2041 | 2042 | 2043 | 2044 | 2045 | 2046 | 2047 | 2048 | 2049 | 2050 | 2051
| TV | 2.3681 | 2.4766 | 2.5628 | 2.6395 | 2.7203 | 2.9097 | 3.1304 | 3.3724 | 3.6368 | 3.9083 | 4.1773 | 4.4386 | 4.6725 | 4.9008 | 5.119 | 5.3125 | 5.4838 | 5.643 | 5.7892 | 5.9264 | 6.1463 | 6.2267 | 6.3168 | 6.445 | 6.5322 | 6.6351 | 6.7719 | 6.9167 | 7.0804 | 7.2729 | 7.4494 | 7.6048 | 8.0597 | 8.1922 | 8.2284 | 8.2629 | 8.3558 | 8.5683 | 8.6026 | 8.1848 | 8.4115 | 8.5698 | 8.5641 | 8.4678 | 8.294 | 8.1391 | 8.0557 | 7.9613 | 7.856 | 7.7283 | 7.5911 | 7.4438 | 7.2874 | 7.1212 | 6.9466 | 6.7627 | 6.5705 | 6.3694 | 6.1594 | 5.9398 | 5.712 | 5.4753 | 5.2298 | 4.9748 | 4.7118 | 4.4403 | 4.2255 | 4.2784 | 4.3311 | 4.3517 | 4.3637 | 4.3755 | 4.3871 | 4.3987 | 4.4101 | 4.4214 | 4.4325 | 4.4434 | 4.4542 | 4.4647 | 4.4753 | 4.4859
| Set Top Box | 0 | 0 | 0 | 0 | 0 | 0 | 0 | 0 | 0 | 0 | 0 | 0 | 0 | 0 | 0 | 0 | 0 | 0 | 0 | 0.12674 | 0.2581 | 0.40261 | 0.53396 | 0.58381 | 0.66437 | 0.75794 | 0.91137 | 1.101 | 1.3076 | 1.5543 | 1.7719 | 1.9546 | 2.2219 | 2.5384 | 2.9139 | 3.0888 | 3.3045 | 3.6317 | 3.7243 | 3.6175 | 3.8338 | 4.0531 | 4.1838 | 4.2551 | 4.2655 | 4.2797 | 4.3298 | 4.379 | 4.4266 | 4.4664 | 4.5053 | 4.5434 | 4.5805 | 4.6165 | 4.6523 | 4.6878 | 4.7227 | 4.7571 | 4.7909 | 4.8242 | 4.8569 | 4.889 | 4.9205 | 4.9515 | 4.982 | 5.012 | 5.0416 | 5.0709 | 5.0998 | 5.1285 | 5.157 | 5.1854 | 5.2135 | 5.2416 | 5.2694 | 5.2972 | 5.3247 | 5.352 | 5.3791 | 5.4059 | 5.4327 | 5.4507
| DVD/VCR | 0 | 0 | 0 | 0 | 0 | 0 | 0.0027752 | 0.0063972 | 0.048353 | 0.15049 | 0.32883 | 0.5875 | 0.90611 | 1.2429 | 1.5556 | 1.8363 | 2.0893 | 2.3171 | 2.5184 | 2.6878 | 2.8708 | 2.9516 | 3.0165 | 3.0777 | 3.0978 | 3.1019 | 2.9823 | 2.9694 | 3.0595 | 3.2501 | 3.5078 | 3.8055 | 4.3277 | 4.7642 | 5.1286 | 5.1363 | 4.9467 | 4.5577 | 3.8741 | 3.0367 | 2.5086 | 2.0978 | 1.7825 | 1.5764 | 1.3944 | 1.2329 | 1.0797 | 0.93472 | 0.79906 | 0.67177 | 0.55465 | 0.44766 | 0.35165 | 0.28801 | 0.25246 | 0.21645 | 0.18019 | 0.14359 | 0.10667 | 0.069341 | 0.031818 | 0 | 0 | 0 | 0 | 0 | 0 | 0 | 0 | 0 | 0 | 0 | 0 | 0 | 0 | 0 | 0 | 0 | 0 | 0 | 0 | 0
| Games Consoles | 0 | 0 | 0 | 0 | 0 | 0 | 0 | 0 | 0 | 0 | 0 | 0 | 0 | 0 | 0 | 0.0058692 | 0.0091712 | 0.013705 | 0.019448 | 0.026125 | 0.033775 | 0.040572 | 0.046936 | 0.052719 | 0.056986 | 0.059923 | 0.061523 | 0.061468 | 0.059861 | 0.057014 | 0.054734 | 0.068922 | 0.094439 | 0.11387 | 0.1256 | 0.13764 | 0.20965 | 0.39037 | 0.5066 | 0.6208 | 0.76755 | 0.86873 | 0.92609 | 0.94844 | 0.95808 | 1.1559 | 1.213 | 1.2711 | 1.2974 | 1.3108 | 1.324 | 1.337 | 1.3497 | 1.3622 | 1.3746 | 1.387 | 1.3992 | 1.4113 | 1.4233 | 1.4352 | 1.4469 | 1.4585 | 1.4699 | 1.4813 | 1.4924 | 1.5035 | 1.5145 | 1.5255 | 1.5364 | 1.5472 | 1.558 | 1.5689 | 1.5796 | 1.5904 | 1.6012 | 1.6119 | 1.6227 | 1.6334 | 1.644 | 1.6546 | 1.6653 | 1.676
| Total | 2.3681 | 2.4766 | 2.5628 | 2.6395 | 2.7203 | 2.9097 | 3.1332 | 3.3788 | 3.6852 | 4.0588 | 4.5061 | 5.0261 | 5.5787 | 6.1437 | 6.6745 | 7.1547 | 7.5822 | 7.9738 | 8.327 | 8.7671 | 9.3089 | 9.6214 | 9.9141 | 10.1592 | 10.3513 | 10.5549 | 10.7272 | 11.0485 | 11.5075 | 12.1343 | 12.7838 | 13.4338 | 14.7037 | 15.6087 | 16.3966 | 16.6257 | 16.8167 | 17.148 | 16.7075 | 15.4599 | 15.5214 | 15.5894 | 15.4566 | 15.2478 | 14.9119 | 14.8076 | 14.6782 | 14.5461 | 14.379 | 14.1772 | 13.9751 | 13.7719 | 13.5693 | 13.3879 | 13.226 | 13.0539 | 12.8726 | 12.6814 | 12.4803 | 12.2685 | 12.0476 | 11.8228 | 11.6202 | 11.4075 | 11.1862 | 10.9558 | 10.7816 | 10.8748 | 10.9673 | 11.0275 | 11.0787 | 11.1297 | 11.1803 | 11.2307 | 11.2807 | 11.3305 | 11.3799 | 11.4288 | 11.4773 | 11.5252 | 11.5733 | 11.6126
Steady State
Appliances Millions
| Year | 1970 | 1971 | 1972 | 1973 | 1974 | 1975 | 1976 | 1977 | 1978 | 1979 | 1980 | 1981 | 1982 | 1983 | 1984 | 1985 | 1986 | 1987 | 1988 | 1989 | 1990 | 1991 | 1992 | 1993 | 1994 | 1995 | 1996 | 1997 | 1998 | 1999 | 2000 | 2001 | 2002 | 2003 | 2004 | 2005 | 2006 | 2007 | 2008 | 2009 | 2010 | 2011 | 2012 | 2013 | 2014 | 2015 | 2016 | 2017 | 2018 | 2019 | 2020 | 2021 | 2022 | 2023 | 2024 | 2025 | 2026 | 2027 | 2028 | 2029 | 2030 | 2031 | 2032 | 2033 | 2034 | 2035 | 2036 | 2037 | 2038 | 2039 | 2040 | 2041 | 2042 | 2043 | 2044 | 2045 | 2046 | 2047 | 2048 | 2049 | 2050 | 2051
| TV | 17.1266 | 17.5368 | 17.9463 | 18.4 | 18.9414 | 19.5838 | 20.3177 | 21.1457 | 22.1105 | 23.2058 | 24.4284 | 25.811 | 27.2695 | 28.8147 | 30.3368 | 31.6657 | 32.8105 | 33.8207 | 34.7005 | 35.5135 | 36.1958 | 37.0481 | 37.8765 | 38.6694 | 39.4956 | 40.4903 | 41.6988 | 43.0388 | 44.5113 | 46.0685 | 47.6568 | 49.3662 | 50.7647 | 52.0459 | 53.2178 | 54.5137 | 55.7868 | 57.0212 | 58.2433 | 59.4528 | 60.651 | 61.837 | 63.042 | 64.2368 | 65.4217 | 66.5971 | 67.9261 | 69.2519 | 70.561 | 71.7533 | 72.9401 | 74.1209 | 75.291 | 76.45 | 77.6114 | 78.7752 | 79.9344 | 81.0904 | 82.2431 | 83.3939 | 84.538 | 85.6774 | 86.812 | 87.9445 | 89.0707 | 90.1936 | 91.3141 | 92.4355 | 93.5539 | 94.6025 | 94.8623 | 95.1188 | 95.3724 | 95.6234 | 95.8716 | 96.1168 | 96.3587 | 96.5967 | 96.8303 | 97.0593 | 97.2892 | 97.5197
| Set Top Box | 0 | 0 | 0 | 0 | 0 | 0 | 0 | 0 | 0 | 0 | 0 | 0 | 0 | 0 | 0 | 0 | 0 | 0 | 0.010736 | 0.52052 | 1.0516 | 1.6739 | 2.2578 | 2.4741 | 2.872 | 3.3493 | 4.1363 | 5.1411 | 6.276 | 7.7626 | 9.1798 | 10.5927 | 12.0496 | 15.2468 | 19.5537 | 21.8096 | 24.1365 | 26.9354 | 29.5275 | 31.2269 | 32.887 | 33.952 | 34.6198 | 34.8925 | 34.7713 | 34.7269 | 34.8784 | 35.018 | 35.1425 | 35.2019 | 35.2526 | 35.2935 | 35.3255 | 35.3473 | 35.3654 | 35.3787 | 35.3868 | 35.3892 | 35.386 | 35.3768 | 35.3622 | 35.3421 | 35.3165 | 35.2854 | 35.2499 | 35.2102 | 35.1665 | 35.1191 | 35.0691 | 35.0165 | 34.9615 | 34.9041 | 34.8453 | 34.7847 | 34.7223 | 34.6576 | 34.5913 | 34.5229 | 34.4522 | 34.3786 | 34.3051 | 34.2311
| DVD/VCR | 0 | 0 | 0 | 0 | 0 | 0 | 0.01 | 0.023257 | 0.17939 | 0.56739 | 1.2618 | 2.2976 | 3.6043 | 4.9953 | 6.3239 | 7.5718 | 8.763 | 9.913 | 11.0125 | 12.0294 | 12.9465 | 13.7732 | 14.5372 | 15.2552 | 15.9473 | 16.6414 | 17.5272 | 19.2718 | 21.7901 | 24.9474 | 28.5584 | 32.3804 | 36.1026 | 39.6145 | 42.7544 | 44.9297 | 46.3281 | 46.3904 | 45.574 | 43.9356 | 41.88 | 39.798 | 38.0699 | 36.5201 | 34.5793 | 32.5739 | 30.587 | 28.5492 | 26.4716 | 24.3163 | 22.1306 | 19.909 | 17.6659 | 15.396 | 13.1036 | 10.7822 | 8.4452 | 6.0871 | 3.7087 | 1.3042 | 0 | 0 | 0 | 0 | 0 | 0 | 0 | 0 | 0 | 0 | 0 | 0 | 0 | 0 | 0 | 0 | 0 | 0 | 0 | 0 | 0 | 0
| Games Consoles | 0 | 0 | 0 | 0 | 0 | 0.0001 | 0.00021841 | 0.00083557 | 0.0022097 | 0.0083828 | 0.029889 | 0.077226 | 0.1664 | 0.31811 | 0.55707 | 0.91127 | 1.4113 | 2.0898 | 2.9384 | 3.9111 | 4.9273 | 5.9141 | 6.8085 | 7.5594 | 8.1297 | 8.4968 | 8.6507 | 8.5925 | 8.3311 | 7.8808 | 7.4256 | 8.3167 | 9.8165 | 10.9649 | 11.5002 | 11.8054 | 11.7125 | 13.8722 | 15.8188 | 18.0859 | 19.912 | 20.937 | 20.9628 | 20.2021 | 19.8656 | 22.7159 | 22.7251 | 22.7249 | 22.7136 | 22.6591 | 22.598 | 22.5293 | 22.4542 | 22.3717 | 22.2861 | 22.1962 | 22.1025 | 22.0044 | 21.902 | 21.7948 | 21.6838 | 21.5686 | 21.4494 | 21.3259 | 21.1993 | 21.0695 | 20.9367 | 20.8007 | 20.6629 | 20.5229 | 20.3809 | 20.2366 | 20.0912 | 19.9442 | 19.7956 | 19.6447 | 19.4927 | 19.3389 | 19.1833 | 19.0252 | 18.8669 | 18.7077
| Total | 17.1266 | 17.5368 | 17.9463 | 18.4 | 18.9414 | 19.5839 | 20.3279 | 21.1698 | 22.2921 | 23.7815 | 25.7201 | 28.1858 | 31.0402 | 34.1281 | 37.2178 | 40.1488 | 42.9849 | 45.8236 | 48.6621 | 51.9746 | 55.1212 | 58.4093 | 61.48 | 63.9581 | 66.4446 | 68.9778 | 72.013 | 76.0442 | 80.9085 | 86.6592 | 92.8206 | 100.6561 | 108.7334 | 117.8721 | 127.0261 | 133.0583 | 137.9639 | 144.2192 | 149.1636 | 152.7014 | 155.33 | 156.524 | 156.6945 | 155.8516 | 154.6379 | 156.6138 | 156.1165 | 155.5441 | 154.8887 | 153.9305 | 152.9213 | 151.8528 | 150.7366 | 149.565 | 148.3665 | 147.1322 | 145.8689 | 144.5711 | 143.2397 | 141.8697 | 141.584 | 142.5881 | 143.5779 | 144.5558 | 145.5199 | 146.4732 | 147.4173 | 148.3553 | 149.2859 | 150.1419 | 150.2047 | 150.2596 | 150.3089 | 150.3522 | 150.3895 | 150.4192 | 150.4428 | 150.4585 | 150.4658 | 150.4631 | 150.4612 | 150.4584
Demand TWh/yr
| Year | 1970 | 1971 | 1972 | 1973 | 1974 | 1975 | 1976 | 1977 | 1978 | 1979 | 1980 | 1981 | 1982 | 1983 | 1984 | 1985 | 1986 | 1987 | 1988 | 1989 | 1990 | 1991 | 1992 | 1993 | 1994 | 1995 | 1996 | 1997 | 1998 | 1999 | 2000 | 2001 | 2002 | 2003 | 2004 | 2005 | 2006 | 2007 | 2008 | 2009 | 2010 | 2011 | 2012 | 2013 | 2014 | 2015 | 2016 | 2017 | 2018 | 2019 | 2020 | 2021 | 2022 | 2023 | 2024 | 2025 | 2026 | 2027 | 2028 | 2029 | 2030 | 2031 | 2032 | 2033 | 2034 | 2035 | 2036 | 2037 | 2038 | 2039 | 2040 | 2041 | 2042 | 2043 | 2044 | 2045 | 2046 | 2047 | 2048 | 2049 | 2050 | 2051
| TV | 2.3681 | 2.4766 | 2.5628 | 2.6395 | 2.7203 | 2.9097 | 3.1304 | 3.3724 | 3.6368 | 3.9083 | 4.1773 | 4.4386 | 4.6725 | 4.9008 | 5.119 | 5.3125 | 5.4838 | 5.643 | 5.7892 | 5.9264 | 6.1463 | 6.2267 | 6.3168 | 6.445 | 6.5322 | 6.6351 | 6.7719 | 6.9167 | 7.0804 | 7.2729 | 7.4494 | 7.6048 | 8.0597 | 8.1922 | 8.2284 | 8.2629 | 8.3558 | 8.5683 | 8.6026 | 8.1848 | 8.4115 | 8.5698 | 8.5641 | 8.4678 | 8.294 | 8.1391 | 8.0969 | 8.0457 | 7.9852 | 7.9039 | 7.8149 | 7.7174 | 7.6124 | 7.4993 | 7.3794 | 7.252 | 7.1179 | 6.9765 | 6.8279 | 6.6715 | 6.5083 | 6.3379 | 6.1602 | 5.9749 | 5.783 | 5.5842 | 5.3784 | 5.1652 | 4.9458 | 4.7162 | 4.4434 | 4.3755 | 4.3871 | 4.3987 | 4.4101 | 4.4214 | 4.4325 | 4.4434 | 4.4542 | 4.4647 | 4.4753 | 4.4859
| Set Top Box | 0 | 0 | 0 | 0 | 0 | 0 | 0 | 0 | 0 | 0 | 0 | 0 | 0 | 0 | 0 | 0 | 0 | 0 | 0 | 0.12674 | 0.2581 | 0.40261 | 0.53396 | 0.58381 | 0.66437 | 0.75794 | 0.91137 | 1.101 | 1.3076 | 1.5543 | 1.7719 | 1.9546 | 2.2219 | 2.5384 | 2.9139 | 3.0888 | 3.3045 | 3.6317 | 3.7243 | 3.6175 | 3.8338 | 4.0531 | 4.1838 | 4.2551 | 4.2655 | 4.2797 | 4.3316 | 4.3824 | 4.4315 | 4.4725 | 4.5126 | 4.5516 | 4.5894 | 4.6259 | 4.662 | 4.6976 | 4.7324 | 4.7665 | 4.7998 | 4.8324 | 4.8641 | 4.895 | 4.9252 | 4.9546 | 4.9832 | 5.0112 | 5.0385 | 5.0653 | 5.0915 | 5.1173 | 5.1426 | 5.1675 | 5.192 | 5.2162 | 5.2399 | 5.2633 | 5.2862 | 5.3087 | 5.3306 | 5.3521 | 5.3734 | 5.3944
| DVD/VCR | 0 | 0 | 0 | 0 | 0 | 0 | 0.0027752 | 0.0063972 | 0.048353 | 0.15049 | 0.32883 | 0.5875 | 0.90611 | 1.2429 | 1.5556 | 1.8363 | 2.0893 | 2.3171 | 2.5184 | 2.6878 | 2.8708 | 2.9516 | 3.0165 | 3.0777 | 3.0978 | 3.1019 | 2.9823 | 2.9694 | 3.0595 | 3.2501 | 3.5078 | 3.8055 | 4.3277 | 4.7642 | 5.1286 | 5.1363 | 4.9467 | 4.5577 | 3.8741 | 3.0367 | 2.5086 | 2.0978 | 1.7825 | 1.5764 | 1.3944 | 1.2329 | 1.0765 | 0.92869 | 0.79077 | 0.66178 | 0.5435 | 0.4359 | 0.33985 | 0.26173 | 0.22276 | 0.1833 | 0.14357 | 0.10348 | 0.063047 | 0.022171 | 0 | 0 | 0 | 0 | 0 | 0 | 0 | 0 | 0 | 0 | 0 | 0 | 0 | 0 | 0 | 0 | 0 | 0 | 0 | 0 | 0 | 0
| Games Consoles | 0 | 0 | 0 | 0 | 0 | 0 | 0 | 0 | 0 | 0 | 0 | 0 | 0 | 0 | 0 | 0.0058692 | 0.0091712 | 0.013705 | 0.019448 | 0.026125 | 0.033775 | 0.040572 | 0.046936 | 0.052719 | 0.056986 | 0.059923 | 0.061523 | 0.061468 | 0.059861 | 0.057014 | 0.054734 | 0.068922 | 0.094439 | 0.11387 | 0.1256 | 0.13764 | 0.20965 | 0.39037 | 0.5066 | 0.6208 | 0.76755 | 0.86873 | 0.92609 | 0.94844 | 0.95808 | 1.1559 | 1.2082 | 1.2602 | 1.3114 | 1.3599 | 1.4078 | 1.4551 | 1.5015 | 1.547 | 1.592 | 1.6363 | 1.6798 | 1.7226 | 1.7645 | 1.8058 | 1.8461 | 1.8855 | 1.924 | 1.9617 | 1.9984 | 2.0343 | 2.0692 | 2.1034 | 2.1366 | 2.1689 | 2.2004 | 2.2311 | 2.2609 | 2.2899 | 2.318 | 2.3453 | 2.3716 | 2.397 | 2.4215 | 2.4451 | 2.4678 | 2.4897
| Total | 2.3681 | 2.4766 | 2.5628 | 2.6395 | 2.7203 | 2.9097 | 3.1332 | 3.3788 | 3.6852 | 4.0588 | 4.5061 | 5.0261 | 5.5787 | 6.1437 | 6.6745 | 7.1547 | 7.5822 | 7.9738 | 8.327 | 8.7671 | 9.3089 | 9.6214 | 9.9141 | 10.1592 | 10.3513 | 10.5549 | 10.7272 | 11.0485 | 11.5075 | 12.1343 | 12.7838 | 13.4338 | 14.7037 | 15.6087 | 16.3966 | 16.6257 | 16.8167 | 17.148 | 16.7075 | 15.4599 | 15.5214 | 15.5894 | 15.4566 | 15.2478 | 14.9119 | 14.8076 | 14.7131 | 14.617 | 14.5188 | 14.3982 | 14.2788 | 14.1601 | 14.0432 | 13.934 | 13.8561 | 13.7692 | 13.6737 | 13.5691 | 13.4553 | 13.3318 | 13.2185 | 13.1184 | 13.0094 | 12.8912 | 12.7647 | 12.6296 | 12.4861 | 12.3339 | 12.1739 | 12.0024 | 11.7864 | 11.7741 | 11.8401 | 11.9047 | 11.968 | 12.03 | 12.0903 | 12.1492 | 12.2064 | 12.262 | 12.3165 | 12.37
Consumer Power
Appliances Millions
| Year | 1970 | 1971 | 1972 | 1973 | 1974 | 1975 | 1976 | 1977 | 1978 | 1979 | 1980 | 1981 | 1982 | 1983 | 1984 | 1985 | 1986 | 1987 | 1988 | 1989 | 1990 | 1991 | 1992 | 1993 | 1994 | 1995 | 1996 | 1997 | 1998 | 1999 | 2000 | 2001 | 2002 | 2003 | 2004 | 2005 | 2006 | 2007 | 2008 | 2009 | 2010 | 2011 | 2012 | 2013 | 2014 | 2015 | 2016 | 2017 | 2018 | 2019 | 2020 | 2021 | 2022 | 2023 | 2024 | 2025 | 2026 | 2027 | 2028 | 2029 | 2030 | 2031 | 2032 | 2033 | 2034 | 2035 | 2036 | 2037 | 2038 | 2039 | 2040 | 2041 | 2042 | 2043 | 2044 | 2045 | 2046 | 2047 | 2048 | 2049 | 2050 | 2051
| TV | 17.1266 | 17.5368 | 17.9463 | 18.4 | 18.9414 | 19.5838 | 20.3177 | 21.1457 | 22.1105 | 23.2058 | 24.4284 | 25.811 | 27.2695 | 28.8147 | 30.3368 | 31.6657 | 32.8105 | 33.8207 | 34.7005 | 35.5135 | 36.1958 | 37.0481 | 37.8765 | 38.6694 | 39.4956 | 40.4903 | 41.6988 | 43.0388 | 44.5113 | 46.0685 | 47.6568 | 49.3662 | 50.7647 | 52.0459 | 53.2178 | 54.5137 | 55.7868 | 57.0212 | 58.2433 | 59.4528 | 60.651 | 61.837 | 63.042 | 64.2368 | 65.4217 | 66.5971 | 67.9735 | 69.3476 | 70.7055 | 71.9471 | 73.1836 | 74.4147 | 75.6354 | 76.8454 | 78.0583 | 79.274 | 80.4854 | 81.694 | 82.8995 | 84.1038 | 85.3013 | 86.4945 | 87.6832 | 88.8701 | 90.0507 | 91.2284 | 92.4038 | 93.5806 | 94.3388 | 94.6025 | 94.8623 | 95.1188 | 95.3724 | 95.6234 | 95.8716 | 96.1168 | 96.3587 | 96.5967 | 96.8303 | 97.0593 | 97.2892 | 97.5197
| Set Top Box | 0 | 0 | 0 | 0 | 0 | 0 | 0 | 0 | 0 | 0 | 0 | 0 | 0 | 0 | 0 | 0 | 0 | 0 | 0.010736 | 0.52052 | 1.0516 | 1.6739 | 2.2578 | 2.4741 | 2.872 | 3.3493 | 4.1363 | 5.1411 | 6.276 | 7.7626 | 9.1798 | 10.5927 | 12.0496 | 15.2468 | 19.5537 | 21.8096 | 24.1365 | 26.9354 | 29.5275 | 31.2269 | 32.887 | 33.952 | 34.6198 | 34.8925 | 34.7713 | 34.7269 | 35.0423 | 35.3491 | 35.6425 | 35.8722 | 36.095 | 36.31 | 36.517 | 36.7152 | 36.9113 | 37.1043 | 37.293 | 37.4772 | 37.657 | 37.8323 | 38.0028 | 38.1687 | 38.33 | 38.4871 | 38.6402 | 38.7898 | 38.9363 | 39.0803 | 39.2221 | 39.362 | 39.5004 | 39.6378 | 39.7739 | 39.9092 | 40.0435 | 40.1767 | 40.3087 | 40.4391 | 40.5679 | 40.695 | 40.8225 | 40.9504
| DVD/VCR | 0 | 0 | 0 | 0 | 0 | 0 | 0.01 | 0.023257 | 0.17939 | 0.56739 | 1.2618 | 2.2976 | 3.6043 | 4.9953 | 6.3239 | 7.5718 | 8.763 | 9.913 | 11.0125 | 12.0294 | 12.9465 | 13.7732 | 14.5372 | 15.2552 | 15.9473 | 16.6414 | 17.5272 | 19.2718 | 21.7901 | 24.9474 | 28.5584 | 32.3804 | 36.1026 | 39.6145 | 42.7544 | 44.9297 | 46.3281 | 46.3904 | 45.574 | 43.9356 | 41.88 | 39.798 | 38.0699 | 36.5201 | 34.5793 | 32.5739 | 30.9576 | 29.2974 | 27.6017 | 25.8313 | 24.0343 | 22.2062 | 20.3587 | 18.4875 | 16.5971 | 14.6819 | 12.7531 | 10.8059 | 8.8409 | 6.8535 | 4.8554 | 2.8419 | 0.81382 | 0 | 0 | 0 | 0 | 0 | 0 | 0 | 0 | 0 | 0 | 0 | 0 | 0 | 0 | 0 | 0 | 0 | 0 | 0
| Games Consoles | 0 | 0 | 0 | 0 | 0 | 0.0001 | 0.00021841 | 0.00083557 | 0.0022097 | 0.0083828 | 0.029889 | 0.077226 | 0.1664 | 0.31811 | 0.55707 | 0.91127 | 1.4113 | 2.0898 | 2.9384 | 3.9111 | 4.9273 | 5.9141 | 6.8085 | 7.5594 | 8.1297 | 8.4968 | 8.6507 | 8.5925 | 8.3311 | 7.8808 | 7.4256 | 8.3167 | 9.8165 | 10.9649 | 11.5002 | 11.8054 | 11.7125 | 13.8722 | 15.8188 | 18.0859 | 19.912 | 20.937 | 20.9628 | 20.2021 | 19.8656 | 22.7159 | 23.2993 | 23.8841 | 24.4647 | 25.0065 | 25.5478 | 26.0887 | 26.6267 | 27.162 | 27.6993 | 28.2389 | 28.7776 | 29.3162 | 29.8545 | 30.3935 | 30.6575 | 30.7675 | 30.8737 | 30.9762 | 31.0755 | 31.1717 | 31.2653 | 31.3567 | 31.4463 | 31.5342 | 31.6208 | 31.7063 | 31.7908 | 31.8745 | 31.9572 | 32.0389 | 32.1196 | 32.1989 | 32.2768 | 32.3531 | 32.4297 | 32.5066
| Total | 17.1266 | 17.5368 | 17.9463 | 18.4 | 18.9414 | 19.5839 | 20.3279 | 21.1698 | 22.2921 | 23.7815 | 25.7201 | 28.1858 | 31.0402 | 34.1281 | 37.2178 | 40.1488 | 42.9849 | 45.8236 | 48.6621 | 51.9746 | 55.1212 | 58.4093 | 61.48 | 63.9581 | 66.4446 | 68.9778 | 72.013 | 76.0442 | 80.9085 | 86.6592 | 92.8206 | 100.6561 | 108.7334 | 117.8721 | 127.0261 | 133.0583 | 137.9639 | 144.2192 | 149.1636 | 152.7014 | 155.33 | 156.524 | 156.6945 | 155.8516 | 154.6379 | 156.6138 | 157.2728 | 157.8781 | 158.4145 | 158.6571 | 158.8608 | 159.0196 | 159.1379 | 159.2102 | 159.266 | 159.2991 | 159.3092 | 159.2932 | 159.252 | 159.1831 | 158.817 | 158.2726 | 157.7006 | 158.3335 | 159.7664 | 161.1899 | 162.6055 | 164.0177 | 165.0071 | 165.4987 | 165.9835 | 166.4628 | 166.9371 | 167.407 | 167.8723 | 168.3325 | 168.7869 | 169.2347 | 169.675 | 170.1073 | 170.5414 | 170.9766
Demand TWh/yr
| Year | 1970 | 1971 | 1972 | 1973 | 1974 | 1975 | 1976 | 1977 | 1978 | 1979 | 1980 | 1981 | 1982 | 1983 | 1984 | 1985 | 1986 | 1987 | 1988 | 1989 | 1990 | 1991 | 1992 | 1993 | 1994 | 1995 | 1996 | 1997 | 1998 | 1999 | 2000 | 2001 | 2002 | 2003 | 2004 | 2005 | 2006 | 2007 | 2008 | 2009 | 2010 | 2011 | 2012 | 2013 | 2014 | 2015 | 2016 | 2017 | 2018 | 2019 | 2020 | 2021 | 2022 | 2023 | 2024 | 2025 | 2026 | 2027 | 2028 | 2029 | 2030 | 2031 | 2032 | 2033 | 2034 | 2035 | 2036 | 2037 | 2038 | 2039 | 2040 | 2041 | 2042 | 2043 | 2044 | 2045 | 2046 | 2047 | 2048 | 2049 | 2050 | 2051
| TV | 2.3681 | 2.4766 | 2.5628 | 2.6395 | 2.7203 | 2.9097 | 3.1304 | 3.3724 | 3.6368 | 3.9083 | 4.1773 | 4.4386 | 4.6725 | 4.9008 | 5.119 | 5.3125 | 5.4838 | 5.643 | 5.7892 | 5.9264 | 6.1463 | 6.2267 | 6.3168 | 6.445 | 6.5322 | 6.6351 | 6.7719 | 6.9167 | 7.0804 | 7.2729 | 7.4494 | 7.6048 | 8.0597 | 8.1922 | 8.2284 | 8.2629 | 8.3558 | 8.5683 | 8.6026 | 8.1848 | 8.4115 | 8.5698 | 8.5641 | 8.4678 | 8.294 | 8.1391 | 8.1465 | 8.1468 | 8.139 | 8.1118 | 8.0781 | 8.0375 | 7.9905 | 7.9365 | 7.8772 | 7.8118 | 7.7409 | 7.6639 | 7.5809 | 7.4915 | 7.3965 | 7.2954 | 7.1882 | 7.0747 | 6.9557 | 6.8309 | 6.7004 | 6.5638 | 6.3938 | 6.188 | 5.9806 | 5.7712 | 5.561 | 5.3494 | 5.1366 | 4.9217 | 4.7062 | 4.4894 | 4.4542 | 4.4647 | 4.4753 | 4.4859
| Set Top Box | 0 | 0 | 0 | 0 | 0 | 0 | 0 | 0 | 0 | 0 | 0 | 0 | 0 | 0 | 0 | 0 | 0 | 0 | 0 | 0.12674 | 0.2581 | 0.40261 | 0.53396 | 0.58381 | 0.66437 | 0.75794 | 0.91137 | 1.101 | 1.3076 | 1.5543 | 1.7719 | 1.9546 | 2.2219 | 2.5384 | 2.9139 | 3.0888 | 3.3045 | 3.6317 | 3.7243 | 3.6175 | 3.8338 | 4.0531 | 4.1838 | 4.2551 | 4.2655 | 4.2797 | 4.364 | 4.4481 | 4.5313 | 4.607 | 4.6824 | 4.7575 | 4.8319 | 4.9057 | 4.9798 | 5.0541 | 5.1281 | 5.202 | 5.2758 | 5.3496 | 5.4229 | 5.4961 | 5.569 | 5.6419 | 5.7144 | 5.7868 | 5.8592 | 5.9316 | 6.004 | 6.0765 | 6.149 | 6.2219 | 6.2949 | 6.368 | 6.4414 | 6.515 | 6.5887 | 6.6624 | 6.7362 | 6.8102 | 6.8845 | 6.9592
| DVD/VCR | 0 | 0 | 0 | 0 | 0 | 0 | 0.0027752 | 0.0063972 | 0.048353 | 0.15049 | 0.32883 | 0.5875 | 0.90611 | 1.2429 | 1.5556 | 1.8363 | 2.0893 | 2.3171 | 2.5184 | 2.6878 | 2.8708 | 2.9516 | 3.0165 | 3.0777 | 3.0978 | 3.1019 | 2.9823 | 2.9694 | 3.0595 | 3.2501 | 3.5078 | 3.8055 | 4.3277 | 4.7642 | 5.1286 | 5.1363 | 4.9467 | 4.5577 | 3.8741 | 3.0367 | 2.5086 | 2.0978 | 1.7825 | 1.5764 | 1.3944 | 1.2329 | 1.0928 | 0.95924 | 0.83331 | 0.71396 | 0.60299 | 0.50032 | 0.40676 | 0.32221 | 0.28215 | 0.24959 | 0.2168 | 0.1837 | 0.1503 | 0.11651 | 0.082542 | 0.048313 | 0.013835 | 0 | 0 | 0 | 0 | 0 | 0 | 0 | 0 | 0 | 0 | 0 | 0 | 0 | 0 | 0 | 0 | 0 | 0 | 0
| Games Consoles | 0 | 0 | 0 | 0 | 0 | 0 | 0 | 0 | 0 | 0 | 0 | 0 | 0 | 0 | 0 | 0.0058692 | 0.0091712 | 0.013705 | 0.019448 | 0.026125 | 0.033775 | 0.040572 | 0.046936 | 0.052719 | 0.056986 | 0.059923 | 0.061523 | 0.061468 | 0.059861 | 0.057014 | 0.054734 | 0.068922 | 0.094439 | 0.11387 | 0.1256 | 0.13764 | 0.20965 | 0.39037 | 0.5066 | 0.6208 | 0.76755 | 0.86873 | 0.92609 | 0.94844 | 0.95808 | 1.1559 | 1.2494 | 1.3463 | 1.446 | 1.5465 | 1.6499 | 1.7565 | 1.8656 | 1.9775 | 2.0924 | 2.2107 | 2.3316 | 2.4555 | 2.5824 | 2.7124 | 2.8199 | 2.9143 | 3.0089 | 3.1039 | 3.1989 | 3.2942 | 3.3896 | 3.4856 | 3.5817 | 3.678 | 3.7747 | 3.872 | 3.9693 | 4.067 | 4.1651 | 4.2637 | 4.3623 | 4.4613 | 4.5604 | 4.66 | 4.7599 | 4.8601
| Total | 2.3681 | 2.4766 | 2.5628 | 2.6395 | 2.7203 | 2.9097 | 3.1332 | 3.3788 | 3.6852 | 4.0588 | 4.5061 | 5.0261 | 5.5787 | 6.1437 | 6.6745 | 7.1547 | 7.5822 | 7.9738 | 8.327 | 8.7671 | 9.3089 | 9.6214 | 9.9141 | 10.1592 | 10.3513 | 10.5549 | 10.7272 | 11.0485 | 11.5075 | 12.1343 | 12.7838 | 13.4338 | 14.7037 | 15.6087 | 16.3966 | 16.6257 | 16.8167 | 17.148 | 16.7075 | 15.4599 | 15.5214 | 15.5894 | 15.4566 | 15.2478 | 14.9119 | 14.8076 | 14.8527 | 14.9004 | 14.9496 | 14.9792 | 15.0134 | 15.0517 | 15.0947 | 15.142 | 15.2315 | 15.3262 | 15.4174 | 15.5052 | 15.5894 | 15.67 | 15.7219 | 15.754 | 15.7799 | 15.8205 | 15.8691 | 15.9119 | 15.9492 | 15.9811 | 15.9795 | 15.9424 | 15.9043 | 15.865 | 15.8252 | 15.7845 | 15.743 | 15.7005 | 15.6572 | 15.6131 | 15.7509 | 15.935 | 16.1197 | 16.3052

## PD11
Electricity: Residential Cooking
Hobs, ovens, microwaves, kettles
Historic Source to 2015: Energy Consumption in the UK
Source 2016 Onwards: National Grid Scenarios
Data on an annual calendar year basis
Millions of Appliances
| Year | 1970 | 1971 | 1972 | 1973 | 1974 | 1975 | 1976 | 1977 | 1978 | 1979 | 1980 | 1981 | 1982 | 1983 | 1984 | 1985 | 1986 | 1987 | 1988 | 1989 | 1990 | 1991 | 1992 | 1993 | 1994 | 1995 | 1996 | 1997 | 1998 | 1999 | 2000 | 2001 | 2002 | 2003 | 2004 | 2005 | 2006 | 2007 | 2008 | 2009 | 2010 | 2011 | 2012 | 2013 | 2014 | 2015 | 2016 | 2017 | 2018 | 2019 | 2020 | 2021 | 2022 | 2023 | 2024 | 2025 | 2026 | 2027 | 2028 | 2029 | 2030 | 2031 | 2032 | 2033 | 2034 | 2035 | 2036 | 2037 | 2038 | 2039 | 2040 | 2041 | 2042 | 2043 | 2044 | 2045 | 2046 | 2047 | 2048 | 2049 | 2050 | 2051
| Two Degrees | 26.095 | 27.3055 | 28.2476 | 29.1483 | 29.9185 | 30.7404 | 31.3314 | 31.9573 | 32.6557 | 33.2968 | 34.0298 | 35.1109 | 36.1227 | 37.6891 | 39.8215 | 42.2691 | 44.941 | 47.6361 | 50.214 | 52.5104 | 54.5526 | 56.5304 | 58.1991 | 59.7879 | 61.3281 | 62.8288 | 64.2245 | 65.5024 | 66.6977 | 67.841 | 68.946 | 70.0111 | 71.0699 | 72.154 | 73.1705 | 74.1206 | 75.0004 | 75.6191 | 76.23 | 76.835 | 77.4358 | 78.1768 | 78.916 | 79.6569 | 80.4007 | 81.2692 | 82.1948 | 83.1073 | 83.9916 | 84.7291 | 85.4532 | 86.1628 | 86.8569 | 87.5337 | 88.209 | 88.882 | 89.5501 | 90.2133 | 90.8721 | 91.5238 | 92.1659 | 92.7991 | 93.4188 | 94.0263 | 94.6214 | 95.2057 | 95.7804 | 96.3473 | 96.909 | 97.4671 | 98.0222 | 98.5757 | 99.1268 | 99.6763 | 100.224 | 100.7703 | 101.3137 | 101.8541 | 102.391 | 102.9247 | 103.4598 | 103.9964
| Slow Progression | 26.095 | 27.3055 | 28.2476 | 29.1483 | 29.9185 | 30.7404 | 31.3314 | 31.9573 | 32.6557 | 33.2968 | 34.0298 | 35.1109 | 36.1227 | 37.6891 | 39.8215 | 42.2691 | 44.941 | 47.6361 | 50.214 | 52.5104 | 54.5526 | 56.5304 | 58.1991 | 59.7879 | 61.3281 | 62.8288 | 64.2245 | 65.5024 | 66.6977 | 67.841 | 68.946 | 70.0111 | 71.0699 | 72.154 | 73.1705 | 74.1206 | 75.0004 | 75.6191 | 76.23 | 76.835 | 77.4358 | 78.1768 | 78.916 | 79.6569 | 80.4007 | 81.2692 | 82.1546 | 83.0262 | 83.869 | 84.5648 | 85.2467 | 85.9136 | 86.5648 | 87.1984 | 87.8301 | 88.459 | 89.0828 | 89.7015 | 90.3154 | 90.9219 | 91.5186 | 92.1062 | 92.68 | 93.2415 | 93.7903 | 94.3282 | 94.8563 | 95.3762 | 95.891 | 96.4018 | 96.9095 | 97.4153 | 97.9186 | 98.4201 | 98.9196 | 99.4174 | 99.9122 | 100.4038 | 100.8919 | 101.3764 | 101.8622 | 102.3493
| Steady State | 26.095 | 27.3055 | 28.2476 | 29.1483 | 29.9185 | 30.7404 | 31.3314 | 31.9573 | 32.6557 | 33.2968 | 34.0298 | 35.1109 | 36.1227 | 37.6891 | 39.8215 | 42.2691 | 44.941 | 47.6361 | 50.214 | 52.5104 | 54.5526 | 56.5304 | 58.1991 | 59.7879 | 61.3281 | 62.8288 | 64.2245 | 65.5024 | 66.6977 | 67.841 | 68.946 | 70.0111 | 71.0699 | 72.154 | 73.1705 | 74.1206 | 75.0004 | 75.6191 | 76.23 | 76.835 | 77.4358 | 78.1768 | 78.916 | 79.6569 | 80.4007 | 81.2692 | 82.1144 | 82.945 | 83.7464 | 84.4004 | 85.0402 | 85.6644 | 86.2727 | 86.863 | 87.4512 | 88.036 | 88.6155 | 89.1896 | 89.7587 | 90.32 | 90.8713 | 91.4133 | 91.9413 | 92.4566 | 92.9593 | 93.4507 | 93.9322 | 94.4052 | 94.8729 | 95.3366 | 95.7969 | 96.2549 | 96.7104 | 97.1639 | 97.6152 | 98.0645 | 98.5106 | 98.9535 | 99.3927 | 99.828 | 100.2645 | 100.7021
| Consumer Power | 26.095 | 27.3055 | 28.2476 | 29.1483 | 29.9185 | 30.7404 | 31.3314 | 31.9573 | 32.6557 | 33.2968 | 34.0298 | 35.1109 | 36.1227 | 37.6891 | 39.8215 | 42.2691 | 44.941 | 47.6361 | 50.214 | 52.5104 | 54.5526 | 56.5304 | 58.1991 | 59.7879 | 61.3281 | 62.8288 | 64.2245 | 65.5024 | 66.6977 | 67.841 | 68.946 | 70.0111 | 71.0699 | 72.154 | 73.1705 | 74.1206 | 75.0004 | 75.6191 | 76.23 | 76.835 | 77.4358 | 78.1768 | 78.916 | 79.6569 | 80.4007 | 81.2692 | 82.1948 | 83.1073 | 83.9916 | 84.7291 | 85.4532 | 86.1628 | 86.8569 | 87.5337 | 88.209 | 88.882 | 89.5501 | 90.2133 | 90.8721 | 91.5238 | 92.1659 | 92.7991 | 93.4188 | 94.0263 | 94.6214 | 95.2057 | 95.7804 | 96.3473 | 96.909 | 97.4671 | 98.0222 | 98.5757 | 99.1268 | 99.6763 | 100.224 | 100.7703 | 101.3137 | 101.8541 | 102.391 | 102.9247 | 103.4598 | 103.9964
Appliance Demand TWh/yr
| Year | 1970 | 1971 | 1972 | 1973 | 1974 | 1975 | 1976 | 1977 | 1978 | 1979 | 1980 | 1981 | 1982 | 1983 | 1984 | 1985 | 1986 | 1987 | 1988 | 1989 | 1990 | 1991 | 1992 | 1993 | 1994 | 1995 | 1996 | 1997 | 1998 | 1999 | 2000 | 2001 | 2002 | 2003 | 2004 | 2005 | 2006 | 2007 | 2008 | 2009 | 2010 | 2011 | 2012 | 2013 | 2014 | 2015 | 2016 | 2017 | 2018 | 2019 | 2020 | 2021 | 2022 | 2023 | 2024 | 2025 | 2026 | 2027 | 2028 | 2029 | 2030 | 2031 | 2032 | 2033 | 2034 | 2035 | 2036 | 2037 | 2038 | 2039 | 2040 | 2041 | 2042 | 2043 | 2044 | 2045 | 2046 | 2047 | 2048 | 2049 | 2050 | 2051
| Two Degrees | 10.9788 | 11.1581 | 11.2217 | 11.2755 | 11.2946 | 11.3529 | 11.3377 | 11.3246 | 11.3042 | 11.2163 | 11.1266 | 11.1044 | 11.0361 | 11.0868 | 11.2022 | 11.2949 | 11.3805 | 11.4654 | 11.5561 | 11.6309 | 11.8877 | 11.8687 | 11.8531 | 11.9253 | 11.9359 | 11.9733 | 12.0508 | 12.1205 | 12.1878 | 12.3023 | 12.4064 | 12.4783 | 13.1877 | 13.4837 | 13.7156 | 13.9252 | 14.1104 | 14.2204 | 13.9427 | 12.9959 | 13.0795 | 13.3443 | 13.4144 | 13.3735 | 13.2621 | 13.266 | 13.2636 | 13.2542 | 13.2363 | 13.1943 | 13.2001 | 13.2433 | 13.2849 | 13.3254 | 13.3654 | 13.4049 | 13.4436 | 13.4815 | 13.5186 | 13.5545 | 13.5889 | 13.6157 | 13.6397 | 13.6609 | 13.6795 | 13.6958 | 13.7099 | 13.722 | 13.7328 | 13.7426 | 13.7513 | 13.7795 | 13.8071 | 13.8341 | 13.8603 | 13.8859 | 13.9107 | 13.9347 | 13.9578 | 13.98 | 14.0021 | 14.0239
| Slow Progression | 10.9788 | 11.1581 | 11.2217 | 11.2755 | 11.2946 | 11.3529 | 11.3377 | 11.3246 | 11.3042 | 11.2163 | 11.1266 | 11.1044 | 11.0361 | 11.0868 | 11.2022 | 11.2949 | 11.3805 | 11.4654 | 11.5561 | 11.6309 | 11.8877 | 11.8687 | 11.8531 | 11.9253 | 11.9359 | 11.9733 | 12.0508 | 12.1205 | 12.1878 | 12.3023 | 12.4064 | 12.4783 | 13.1877 | 13.4837 | 13.7156 | 13.9252 | 14.1104 | 14.2204 | 13.9427 | 12.9959 | 13.0795 | 13.3443 | 13.4144 | 13.3735 | 13.2621 | 13.266 | 13.2582 | 13.2435 | 13.2205 | 13.1703 | 13.1661 | 13.1975 | 13.2384 | 13.3035 | 13.3681 | 13.4321 | 13.4954 | 13.5578 | 13.6195 | 13.6798 | 13.7386 | 13.7957 | 13.8504 | 13.9028 | 13.9529 | 14.001 | 14.0473 | 14.0919 | 14.1356 | 14.1786 | 14.2209 | 14.2627 | 14.304 | 14.3448 | 14.3852 | 14.4251 | 14.4644 | 14.5031 | 14.5411 | 14.5784 | 14.6158 | 14.6532
| Steady State | 10.9788 | 11.1581 | 11.2217 | 11.2755 | 11.2946 | 11.3529 | 11.3377 | 11.3246 | 11.3042 | 11.2163 | 11.1266 | 11.1044 | 11.0361 | 11.0868 | 11.2022 | 11.2949 | 11.3805 | 11.4654 | 11.5561 | 11.6309 | 11.8877 | 11.8687 | 11.8531 | 11.9253 | 11.9359 | 11.9733 | 12.0508 | 12.1205 | 12.1878 | 12.3023 | 12.4064 | 12.4783 | 13.1877 | 13.4837 | 13.7156 | 13.9252 | 14.1104 | 14.2204 | 13.9427 | 12.9959 | 13.0795 | 13.3443 | 13.4144 | 13.3735 | 13.2621 | 13.266 | 13.3234 | 13.3756 | 13.4207 | 13.4396 | 13.4538 | 13.5045 | 13.5859 | 13.6644 | 13.7425 | 13.8199 | 13.8966 | 13.9725 | 14.0645 | 14.1607 | 14.2555 | 14.3489 | 14.4398 | 14.5286 | 14.6152 | 14.6998 | 14.7826 | 14.864 | 14.9444 | 15.0242 | 15.1034 | 15.1822 | 15.2605 | 15.3385 | 15.4161 | 15.4934 | 15.5701 | 15.6463 | 15.7218 | 15.7967 | 15.8717 | 15.9468
| Consumer Power | 10.9788 | 11.1581 | 11.2217 | 11.2755 | 11.2946 | 11.3529 | 11.3377 | 11.3246 | 11.3042 | 11.2163 | 11.1266 | 11.1044 | 11.0361 | 11.0868 | 11.2022 | 11.2949 | 11.3805 | 11.4654 | 11.5561 | 11.6309 | 11.8877 | 11.8687 | 11.8531 | 11.9253 | 11.9359 | 11.9733 | 12.0508 | 12.1205 | 12.1878 | 12.3023 | 12.4064 | 12.4783 | 13.1877 | 13.4837 | 13.7156 | 13.9252 | 14.1104 | 14.2204 | 13.9427 | 12.9959 | 13.0795 | 13.3443 | 13.4144 | 13.3735 | 13.2621 | 13.266 | 13.4049 | 13.5403 | 13.6698 | 13.7739 | 13.8744 | 13.9711 | 14.064 | 14.208 | 14.3567 | 14.5055 | 14.654 | 14.8021 | 14.95 | 15.0973 | 15.2431 | 15.3877 | 15.5301 | 15.6706 | 15.8088 | 15.9452 | 16.08 | 16.2134 | 16.346 | 16.4781 | 16.6098 | 16.7414 | 16.8725 | 17.0035 | 17.1342 | 17.2649 | 17.395 | 17.5247 | 17.6539 | 17.7826 | 17.9115 | 18.0407
Breakdown
Two Degrees
Appliances Millions
| Year | 1970 | 1971 | 1972 | 1973 | 1974 | 1975 | 1976 | 1977 | 1978 | 1979 | 1980 | 1981 | 1982 | 1983 | 1984 | 1985 | 1986 | 1987 | 1988 | 1989 | 1990 | 1991 | 1992 | 1993 | 1994 | 1995 | 1996 | 1997 | 1998 | 1999 | 2000 | 2001 | 2002 | 2003 | 2004 | 2005 | 2006 | 2007 | 2008 | 2009 | 2010 | 2011 | 2012 | 2013 | 2014 | 2015 | 2016 | 2017 | 2018 | 2019 | 2020 | 2021 | 2022 | 2023 | 2024 | 2025 | 2026 | 2027 | 2028 | 2029 | 2030 | 2031 | 2032 | 2033 | 2034 | 2035 | 2036 | 2037 | 2038 | 2039 | 2040 | 2041 | 2042 | 2043 | 2044 | 2045 | 2046 | 2047 | 2048 | 2049 | 2050 | 2051
| Electric Oven | 7.8452 | 8.0138 | 8.1031 | 8.1958 | 8.2812 | 8.4201 | 8.5294 | 8.6573 | 8.7932 | 8.8917 | 9.0217 | 9.2185 | 9.3839 | 9.6498 | 9.9493 | 10.1916 | 10.4338 | 10.7086 | 11.0458 | 11.4094 | 11.7608 | 12.1119 | 12.3844 | 12.6338 | 12.8632 | 13.0678 | 13.2743 | 13.4849 | 13.7019 | 13.9278 | 14.165 | 14.4129 | 14.6781 | 14.967 | 15.2603 | 15.5579 | 15.8597 | 16.1206 | 16.3849 | 16.6523 | 16.923 | 17.1968 | 17.4662 | 17.7385 | 18.0135 | 18.351 | 18.7045 | 19.0587 | 19.4085 | 19.7266 | 20.0433 | 20.359 | 20.6726 | 20.984 | 21.2968 | 21.6115 | 21.927 | 22.2436 | 22.5615 | 22.8797 | 23.1964 | 23.5121 | 23.8246 | 24.1344 | 24.4407 | 24.7444 | 25.0457 | 25.3454 | 25.6441 | 25.9427 | 26.2412 | 26.5404 | 26.8393 | 27.1384 | 27.4378 | 27.7378 | 28.0374 | 28.3367 | 28.6359 | 28.9351 | 29.2349 | 29.5358
| Electric Hob | 7.7751 | 7.9731 | 8.0877 | 8.2002 | 8.2991 | 8.4447 | 8.5528 | 8.6714 | 8.7772 | 8.8045 | 8.81 | 8.8573 | 8.889 | 9.072 | 9.312 | 9.4913 | 9.6376 | 9.78 | 9.9451 | 10.1177 | 10.2806 | 10.4362 | 10.5081 | 10.5745 | 10.6692 | 10.7968 | 10.9144 | 11.0242 | 11.1282 | 11.2286 | 11.3275 | 11.4244 | 11.5247 | 11.6332 | 11.7348 | 11.8297 | 11.9181 | 11.9667 | 12.0095 | 12.0468 | 12.0788 | 12.106 | 12.1235 | 12.1368 | 12.1464 | 12.2123 | 12.2923 | 12.3706 | 12.4441 | 12.4955 | 12.5444 | 12.591 | 12.6355 | 12.6777 | 12.7197 | 12.7616 | 12.804 | 12.8467 | 12.8898 | 12.932 | 12.9729 | 13.0123 | 13.0481 | 13.0802 | 13.1091 | 13.135 | 13.1579 | 13.178 | 13.1971 | 13.2153 | 13.2326 | 13.249 | 13.2649 | 13.2801 | 13.2946 | 13.3083 | 13.3214 | 13.3337 | 13.3451 | 13.3555 | 13.3659 | 13.3761
| Microwave | 0 | 0 | 0 | 0 | 0 | 0 | 0.0081964 | 0.051457 | 0.13147 | 0.25802 | 0.44124 | 0.69907 | 1.0296 | 1.616 | 2.6464 | 4.1319 | 5.9267 | 7.7492 | 9.3905 | 10.7274 | 11.8357 | 12.853 | 13.8085 | 14.7299 | 15.6267 | 16.5034 | 17.306 | 18.0126 | 18.6488 | 19.2354 | 19.7766 | 20.2718 | 20.7309 | 21.1631 | 21.541 | 21.8644 | 22.128 | 22.2886 | 22.4491 | 22.6096 | 22.7702 | 22.998 | 23.2308 | 23.4641 | 23.6972 | 23.93 | 24.1958 | 24.4565 | 24.7086 | 24.9171 | 25.1214 | 25.321 | 25.5153 | 25.704 | 25.8916 | 26.0776 | 26.261 | 26.4416 | 26.6195 | 26.7947 | 26.9668 | 27.136 | 27.3024 | 27.4662 | 27.6274 | 27.7863 | 27.9434 | 28.0992 | 28.2535 | 28.4067 | 28.5592 | 28.7113 | 28.8627 | 29.0137 | 29.1643 | 29.3145 | 29.4639 | 29.6125 | 29.7601 | 29.9069 | 30.0541 | 30.2019
| Kettle | 10.4747 | 11.3186 | 12.0568 | 12.7523 | 13.3382 | 13.8756 | 14.241 | 14.5772 | 14.9538 | 15.3426 | 15.7568 | 16.336 | 16.8202 | 17.3512 | 17.9139 | 18.4543 | 18.9428 | 19.3982 | 19.8327 | 20.2559 | 20.6755 | 21.1293 | 21.498 | 21.8497 | 22.169 | 22.4608 | 22.7297 | 22.9806 | 23.2187 | 23.4491 | 23.677 | 23.902 | 24.1362 | 24.3906 | 24.6343 | 24.8686 | 25.0946 | 25.2432 | 25.3866 | 25.5262 | 25.6637 | 25.876 | 26.0954 | 26.3175 | 26.5437 | 26.7758 | 27.0022 | 27.2215 | 27.4304 | 27.5899 | 27.744 | 27.8918 | 28.0334 | 28.1681 | 28.301 | 28.4312 | 28.5582 | 28.6815 | 28.8013 | 28.9174 | 29.0298 | 29.1386 | 29.2437 | 29.3455 | 29.4442 | 29.54 | 29.6334 | 29.7247 | 29.8143 | 29.9024 | 29.9892 | 30.075 | 30.1599 | 30.2441 | 30.3274 | 30.4097 | 30.491 | 30.5711 | 30.6499 | 30.7272 | 30.8049 | 30.8827
| Total | 26.095 | 27.3055 | 28.2476 | 29.1483 | 29.9185 | 30.7404 | 31.3314 | 31.9573 | 32.6557 | 33.2968 | 34.0298 | 35.1109 | 36.1227 | 37.6891 | 39.8215 | 42.2691 | 44.941 | 47.6361 | 50.214 | 52.5104 | 54.5526 | 56.5304 | 58.1991 | 59.7879 | 61.3281 | 62.8288 | 64.2245 | 65.5024 | 66.6977 | 67.841 | 68.946 | 70.0111 | 71.0699 | 72.154 | 73.1705 | 74.1206 | 75.0004 | 75.6191 | 76.23 | 76.835 | 77.4358 | 78.1768 | 78.916 | 79.6569 | 80.4007 | 81.2692 | 82.1948 | 83.1073 | 83.9916 | 84.7291 | 85.4532 | 86.1628 | 86.8569 | 87.5337 | 88.209 | 88.882 | 89.5501 | 90.2133 | 90.8721 | 91.5238 | 92.1659 | 92.7991 | 93.4188 | 94.0263 | 94.6214 | 95.2057 | 95.7804 | 96.3473 | 96.909 | 97.4671 | 98.0222 | 98.5757 | 99.1268 | 99.6763 | 100.224 | 100.7703 | 101.3137 | 101.8541 | 102.391 | 102.9247 | 103.4598 | 103.9964
Demand TWh/yr
| Year | 1970 | 1971 | 1972 | 1973 | 1974 | 1975 | 1976 | 1977 | 1978 | 1979 | 1980 | 1981 | 1982 | 1983 | 1984 | 1985 | 1986 | 1987 | 1988 | 1989 | 1990 | 1991 | 1992 | 1993 | 1994 | 1995 | 1996 | 1997 | 1998 | 1999 | 2000 | 2001 | 2002 | 2003 | 2004 | 2005 | 2006 | 2007 | 2008 | 2009 | 2010 | 2011 | 2012 | 2013 | 2014 | 2015 | 2016 | 2017 | 2018 | 2019 | 2020 | 2021 | 2022 | 2023 | 2024 | 2025 | 2026 | 2027 | 2028 | 2029 | 2030 | 2031 | 2032 | 2033 | 2034 | 2035 | 2036 | 2037 | 2038 | 2039 | 2040 | 2041 | 2042 | 2043 | 2044 | 2045 | 2046 | 2047 | 2048 | 2049 | 2050 | 2051
| Electric Oven | 6.1845 | 6.1398 | 6.0306 | 5.922 | 5.806 | 5.7241 | 5.6178 | 5.5177 | 5.4119 | 5.2689 | 5.1296 | 5.0141 | 4.8743 | 4.7744 | 4.6804 | 4.5538 | 4.4183 | 4.2912 | 4.1861 | 4.0938 | 4.0757 | 3.9726 | 3.8778 | 3.8137 | 3.7276 | 3.6438 | 3.5726 | 3.5045 | 3.4438 | 3.4044 | 3.3699 | 3.3345 | 3.4747 | 3.504 | 3.5208 | 3.5364 | 3.5506 | 3.5502 | 3.4563 | 3.2072 | 3.2025 | 3.2409 | 3.2325 | 3.1995 | 3.1489 | 3.1242 | 3.099 | 3.0704 | 3.0381 | 2.9979 | 3.0065 | 3.0539 | 3.1009 | 3.1476 | 3.1945 | 3.2417 | 3.2891 | 3.3365 | 3.3842 | 3.432 | 3.4795 | 3.504 | 3.5275 | 3.5502 | 3.5719 | 3.5929 | 3.6131 | 3.6326 | 3.6516 | 3.6701 | 3.6883 | 3.7182 | 3.7479 | 3.7774 | 3.8067 | 3.8359 | 3.8647 | 3.8933 | 3.9217 | 3.9498 | 3.9778 | 4.0057
| Electric Hob | 3.0178 | 3.0987 | 3.1462 | 3.1907 | 3.2264 | 3.2755 | 3.3039 | 3.3298 | 3.3439 | 3.3212 | 3.2834 | 3.2542 | 3.2121 | 3.2166 | 3.2317 | 3.2158 | 3.1793 | 3.1352 | 3.0948 | 3.056 | 3.0679 | 3.0073 | 2.9441 | 2.9101 | 2.8777 | 2.8717 | 2.8901 | 2.9134 | 2.9351 | 2.9668 | 2.9945 | 3.0132 | 3.1844 | 3.2569 | 3.3135 | 3.3642 | 3.4088 | 3.4346 | 3.365 | 3.139 | 3.1643 | 3.2329 | 3.2537 | 3.251 | 3.2303 | 3.2466 | 3.2637 | 3.2802 | 3.2954 | 3.2921 | 3.2888 | 3.2855 | 3.2822 | 3.2658 | 3.2494 | 3.233 | 3.2167 | 3.2006 | 3.1847 | 3.1686 | 3.1522 | 3.1486 | 3.1442 | 3.1388 | 3.1327 | 3.1258 | 3.1182 | 3.11 | 3.1016 | 3.093 | 3.0841 | 3.0815 | 3.0788 | 3.076 | 3.0729 | 3.0697 | 3.0663 | 3.0628 | 3.059 | 3.0551 | 3.0511 | 3.0471
| Microwave | 0 | 0 | 0 | 0 | 0 | 0 | 0 | 0 | 0.012231 | 0.024065 | 0.041272 | 0.065608 | 0.096978 | 0.15295 | 0.25188 | 0.39547 | 0.57019 | 0.74904 | 0.91166 | 1.0458 | 1.1783 | 1.2748 | 1.3705 | 1.4733 | 1.5654 | 1.6576 | 1.7475 | 1.8276 | 1.9012 | 1.9777 | 2.048 | 2.1081 | 2.273 | 2.3657 | 2.4432 | 2.5123 | 2.5717 | 2.6135 | 2.5835 | 2.4068 | 2.4241 | 2.4756 | 2.4907 | 2.4716 | 2.4408 | 2.4292 | 2.4182 | 2.4057 | 2.3917 | 2.3884 | 2.3852 | 2.382 | 2.3787 | 2.3891 | 2.3993 | 2.4092 | 2.4188 | 2.4281 | 2.4371 | 2.4457 | 2.454 | 2.4657 | 2.477 | 2.4881 | 2.4989 | 2.5095 | 2.5199 | 2.5301 | 2.5402 | 2.5501 | 2.5599 | 2.5716 | 2.5832 | 2.5948 | 2.6063 | 2.6177 | 2.6291 | 2.6403 | 2.6515 | 2.6626 | 2.6737 | 2.6848
| Kettle | 1.7765 | 1.9196 | 2.0448 | 2.1628 | 2.2621 | 2.3533 | 2.4153 | 2.4723 | 2.5362 | 2.6021 | 2.6723 | 2.7706 | 2.8527 | 2.9427 | 3.0382 | 3.1298 | 3.2127 | 3.2899 | 3.3636 | 3.4354 | 3.5659 | 3.6139 | 3.6607 | 3.7283 | 3.7653 | 3.8002 | 3.8405 | 3.8751 | 3.9076 | 3.9533 | 3.9939 | 4.0225 | 4.2555 | 4.3571 | 4.4382 | 4.5123 | 4.5793 | 4.6222 | 4.5378 | 4.2429 | 4.2886 | 4.3949 | 4.4375 | 4.4514 | 4.4421 | 4.466 | 4.4827 | 4.4979 | 4.5111 | 4.5159 | 4.5196 | 4.5219 | 4.5231 | 4.5229 | 4.5223 | 4.521 | 4.5189 | 4.5162 | 4.5126 | 4.5083 | 4.5033 | 4.4975 | 4.491 | 4.4838 | 4.476 | 4.4676 | 4.4587 | 4.4493 | 4.4395 | 4.4294 | 4.4189 | 4.4081 | 4.3972 | 4.3859 | 4.3744 | 4.3626 | 4.3506 | 4.3383 | 4.3256 | 4.3126 | 4.2995 | 4.2864
| Total | 10.9788 | 11.1581 | 11.2217 | 11.2755 | 11.2946 | 11.3529 | 11.3377 | 11.3246 | 11.3042 | 11.2163 | 11.1266 | 11.1044 | 11.0361 | 11.0868 | 11.2022 | 11.2949 | 11.3805 | 11.4654 | 11.5561 | 11.6309 | 11.8877 | 11.8687 | 11.8531 | 11.9253 | 11.9359 | 11.9733 | 12.0508 | 12.1205 | 12.1878 | 12.3023 | 12.4064 | 12.4783 | 13.1877 | 13.4837 | 13.7156 | 13.9252 | 14.1104 | 14.2204 | 13.9427 | 12.9959 | 13.0795 | 13.3443 | 13.4144 | 13.3735 | 13.2621 | 13.266 | 13.2636 | 13.2542 | 13.2363 | 13.1943 | 13.2001 | 13.2433 | 13.2849 | 13.3254 | 13.3654 | 13.4049 | 13.4436 | 13.4815 | 13.5186 | 13.5545 | 13.5889 | 13.6157 | 13.6397 | 13.6609 | 13.6795 | 13.6958 | 13.7099 | 13.722 | 13.7328 | 13.7426 | 13.7513 | 13.7795 | 13.8071 | 13.8341 | 13.8603 | 13.8859 | 13.9107 | 13.9347 | 13.9578 | 13.98 | 14.0021 | 14.0239
Slow Progression
Appliances Millions
| Year | 1970 | 1971 | 1972 | 1973 | 1974 | 1975 | 1976 | 1977 | 1978 | 1979 | 1980 | 1981 | 1982 | 1983 | 1984 | 1985 | 1986 | 1987 | 1988 | 1989 | 1990 | 1991 | 1992 | 1993 | 1994 | 1995 | 1996 | 1997 | 1998 | 1999 | 2000 | 2001 | 2002 | 2003 | 2004 | 2005 | 2006 | 2007 | 2008 | 2009 | 2010 | 2011 | 2012 | 2013 | 2014 | 2015 | 2016 | 2017 | 2018 | 2019 | 2020 | 2021 | 2022 | 2023 | 2024 | 2025 | 2026 | 2027 | 2028 | 2029 | 2030 | 2031 | 2032 | 2033 | 2034 | 2035 | 2036 | 2037 | 2038 | 2039 | 2040 | 2041 | 2042 | 2043 | 2044 | 2045 | 2046 | 2047 | 2048 | 2049 | 2050 | 2051
| Electric Oven | 7.8452 | 8.0138 | 8.1031 | 8.1958 | 8.2812 | 8.4201 | 8.5294 | 8.6573 | 8.7932 | 8.8917 | 9.0217 | 9.2185 | 9.3839 | 9.6498 | 9.9493 | 10.1916 | 10.4338 | 10.7086 | 11.0458 | 11.4094 | 11.7608 | 12.1119 | 12.3844 | 12.6338 | 12.8632 | 13.0678 | 13.2743 | 13.4849 | 13.7019 | 13.9278 | 14.165 | 14.4129 | 14.6781 | 14.967 | 15.2603 | 15.5579 | 15.8597 | 16.1206 | 16.3849 | 16.6523 | 16.923 | 17.1968 | 17.4662 | 17.7385 | 18.0135 | 18.351 | 18.6952 | 19.04 | 19.3802 | 19.6886 | 19.9956 | 20.3014 | 20.605 | 20.9064 | 21.2092 | 21.5137 | 21.8189 | 22.1253 | 22.4328 | 22.7405 | 23.0467 | 23.3519 | 23.6537 | 23.9528 | 24.2485 | 24.5415 | 24.832 | 25.1208 | 25.4087 | 25.6963 | 25.9839 | 26.272 | 26.5598 | 26.8479 | 27.1361 | 27.4249 | 27.7132 | 28.0013 | 28.2891 | 28.577 | 28.8654 | 29.1549
| Electric Hob | 7.7751 | 7.9731 | 8.0877 | 8.2002 | 8.2991 | 8.4447 | 8.5528 | 8.6714 | 8.7772 | 8.8045 | 8.81 | 8.8573 | 8.889 | 9.072 | 9.312 | 9.4913 | 9.6376 | 9.78 | 9.9451 | 10.1177 | 10.2806 | 10.4362 | 10.5081 | 10.5745 | 10.6692 | 10.7968 | 10.9144 | 11.0242 | 11.1282 | 11.2286 | 11.3275 | 11.4244 | 11.5247 | 11.6332 | 11.7348 | 11.8297 | 11.9181 | 11.9667 | 12.0095 | 12.0468 | 12.0788 | 12.106 | 12.1235 | 12.1368 | 12.1464 | 12.2123 | 12.2878 | 12.3614 | 12.4302 | 12.4769 | 12.5211 | 12.5628 | 12.6025 | 12.6398 | 12.6769 | 12.7138 | 12.7511 | 12.7888 | 12.8269 | 12.864 | 12.8997 | 12.934 | 12.9646 | 12.9915 | 13.0152 | 13.0358 | 13.0534 | 13.0682 | 13.082 | 13.0949 | 13.1068 | 13.1178 | 13.1283 | 13.1381 | 13.1472 | 13.1553 | 13.1629 | 13.1697 | 13.1757 | 13.1805 | 13.1853 | 13.1899
| Microwave | 0 | 0 | 0 | 0 | 0 | 0 | 0.0081964 | 0.051457 | 0.13147 | 0.25802 | 0.44124 | 0.69907 | 1.0296 | 1.616 | 2.6464 | 4.1319 | 5.9267 | 7.7492 | 9.3905 | 10.7274 | 11.8357 | 12.853 | 13.8085 | 14.7299 | 15.6267 | 16.5034 | 17.306 | 18.0126 | 18.6488 | 19.2354 | 19.7766 | 20.2718 | 20.7309 | 21.1631 | 21.541 | 21.8644 | 22.128 | 22.2886 | 22.4491 | 22.6096 | 22.7702 | 22.998 | 23.2308 | 23.4641 | 23.6972 | 23.93 | 24.1695 | 24.4033 | 24.6282 | 24.8094 | 24.9861 | 25.1576 | 25.3238 | 25.4841 | 25.6431 | 25.8003 | 25.9546 | 26.106 | 26.2544 | 26.4 | 26.5424 | 26.6817 | 26.818 | 26.9516 | 27.0825 | 27.211 | 27.3375 | 27.4625 | 27.5859 | 27.7082 | 27.8296 | 27.9504 | 28.0705 | 28.19 | 28.309 | 28.4274 | 28.545 | 28.6616 | 28.7772 | 28.8917 | 29.0066 | 29.1219
| Kettle | 10.4747 | 11.3186 | 12.0568 | 12.7523 | 13.3382 | 13.8756 | 14.241 | 14.5772 | 14.9538 | 15.3426 | 15.7568 | 16.336 | 16.8202 | 17.3512 | 17.9139 | 18.4543 | 18.9428 | 19.3982 | 19.8327 | 20.2559 | 20.6755 | 21.1293 | 21.498 | 21.8497 | 22.169 | 22.4608 | 22.7297 | 22.9806 | 23.2187 | 23.4491 | 23.677 | 23.902 | 24.1362 | 24.3906 | 24.6343 | 24.8686 | 25.0946 | 25.2432 | 25.3866 | 25.5262 | 25.6637 | 25.876 | 26.0954 | 26.3175 | 26.5437 | 26.7758 | 27.0022 | 27.2215 | 27.4304 | 27.5899 | 27.744 | 27.8918 | 28.0334 | 28.1681 | 28.301 | 28.4312 | 28.5582 | 28.6815 | 28.8013 | 28.9174 | 29.0298 | 29.1386 | 29.2437 | 29.3455 | 29.4442 | 29.54 | 29.6334 | 29.7247 | 29.8143 | 29.9024 | 29.9892 | 30.075 | 30.1599 | 30.2441 | 30.3274 | 30.4097 | 30.491 | 30.5711 | 30.6499 | 30.7272 | 30.8049 | 30.8827
| Total | 26.095 | 27.3055 | 28.2476 | 29.1483 | 29.9185 | 30.7404 | 31.3314 | 31.9573 | 32.6557 | 33.2968 | 34.0298 | 35.1109 | 36.1227 | 37.6891 | 39.8215 | 42.2691 | 44.941 | 47.6361 | 50.214 | 52.5104 | 54.5526 | 56.5304 | 58.1991 | 59.7879 | 61.3281 | 62.8288 | 64.2245 | 65.5024 | 66.6977 | 67.841 | 68.946 | 70.0111 | 71.0699 | 72.154 | 73.1705 | 74.1206 | 75.0004 | 75.6191 | 76.23 | 76.835 | 77.4358 | 78.1768 | 78.916 | 79.6569 | 80.4007 | 81.2692 | 82.1546 | 83.0262 | 83.869 | 84.5648 | 85.2467 | 85.9136 | 86.5648 | 87.1984 | 87.8301 | 88.459 | 89.0828 | 89.7015 | 90.3154 | 90.9219 | 91.5186 | 92.1062 | 92.68 | 93.2415 | 93.7903 | 94.3282 | 94.8563 | 95.3762 | 95.891 | 96.4018 | 96.9095 | 97.4153 | 97.9186 | 98.4201 | 98.9196 | 99.4174 | 99.9122 | 100.4038 | 100.8919 | 101.3764 | 101.8622 | 102.3493
Demand TWh/yr
| Year | 1970 | 1971 | 1972 | 1973 | 1974 | 1975 | 1976 | 1977 | 1978 | 1979 | 1980 | 1981 | 1982 | 1983 | 1984 | 1985 | 1986 | 1987 | 1988 | 1989 | 1990 | 1991 | 1992 | 1993 | 1994 | 1995 | 1996 | 1997 | 1998 | 1999 | 2000 | 2001 | 2002 | 2003 | 2004 | 2005 | 2006 | 2007 | 2008 | 2009 | 2010 | 2011 | 2012 | 2013 | 2014 | 2015 | 2016 | 2017 | 2018 | 2019 | 2020 | 2021 | 2022 | 2023 | 2024 | 2025 | 2026 | 2027 | 2028 | 2029 | 2030 | 2031 | 2032 | 2033 | 2034 | 2035 | 2036 | 2037 | 2038 | 2039 | 2040 | 2041 | 2042 | 2043 | 2044 | 2045 | 2046 | 2047 | 2048 | 2049 | 2050 | 2051
| Electric Oven | 6.1845 | 6.1398 | 6.0306 | 5.922 | 5.806 | 5.7241 | 5.6178 | 5.5177 | 5.4119 | 5.2689 | 5.1296 | 5.0141 | 4.8743 | 4.7744 | 4.6804 | 4.5538 | 4.4183 | 4.2912 | 4.1861 | 4.0938 | 4.0757 | 3.9726 | 3.8778 | 3.8137 | 3.7276 | 3.6438 | 3.5726 | 3.5045 | 3.4438 | 3.4044 | 3.3699 | 3.3345 | 3.4747 | 3.504 | 3.5208 | 3.5364 | 3.5506 | 3.5502 | 3.4563 | 3.2072 | 3.2025 | 3.2409 | 3.2325 | 3.1995 | 3.1489 | 3.1242 | 3.0974 | 3.0674 | 3.0337 | 2.9921 | 2.9993 | 3.0452 | 3.0908 | 3.136 | 3.1814 | 3.2271 | 3.2728 | 3.3188 | 3.3649 | 3.4111 | 3.457 | 3.5028 | 3.5481 | 3.5929 | 3.6373 | 3.6812 | 3.7248 | 3.7681 | 3.8113 | 3.8545 | 3.8976 | 3.9408 | 3.984 | 4.0272 | 4.0704 | 4.1137 | 4.157 | 4.2002 | 4.2434 | 4.2865 | 4.3298 | 4.3732
| Electric Hob | 3.0178 | 3.0987 | 3.1462 | 3.1907 | 3.2264 | 3.2755 | 3.3039 | 3.3298 | 3.3439 | 3.3212 | 3.2834 | 3.2542 | 3.2121 | 3.2166 | 3.2317 | 3.2158 | 3.1793 | 3.1352 | 3.0948 | 3.056 | 3.0679 | 3.0073 | 2.9441 | 2.9101 | 2.8777 | 2.8717 | 2.8901 | 2.9134 | 2.9351 | 2.9668 | 2.9945 | 3.0132 | 3.1844 | 3.2569 | 3.3135 | 3.3642 | 3.4088 | 3.4346 | 3.365 | 3.139 | 3.1643 | 3.2329 | 3.2537 | 3.251 | 3.2303 | 3.2466 | 3.2625 | 3.2778 | 3.2917 | 3.2998 | 3.3072 | 3.3139 | 3.3201 | 3.3255 | 3.3309 | 3.3363 | 3.3417 | 3.3472 | 3.3528 | 3.358 | 3.3629 | 3.3674 | 3.3709 | 3.3735 | 3.3752 | 3.376 | 3.3761 | 3.3754 | 3.3745 | 3.3733 | 3.3719 | 3.3702 | 3.3684 | 3.3664 | 3.3642 | 3.3618 | 3.3592 | 3.3565 | 3.3534 | 3.3501 | 3.3468 | 3.3435
| Microwave | 0 | 0 | 0 | 0 | 0 | 0 | 0 | 0 | 0.012231 | 0.024065 | 0.041272 | 0.065608 | 0.096978 | 0.15295 | 0.25188 | 0.39547 | 0.57019 | 0.74904 | 0.91166 | 1.0458 | 1.1783 | 1.2748 | 1.3705 | 1.4733 | 1.5654 | 1.6576 | 1.7475 | 1.8276 | 1.9012 | 1.9777 | 2.048 | 2.1081 | 2.273 | 2.3657 | 2.4432 | 2.5123 | 2.5717 | 2.6135 | 2.5835 | 2.4068 | 2.4241 | 2.4756 | 2.4907 | 2.4716 | 2.4408 | 2.4292 | 2.4155 | 2.4005 | 2.3839 | 2.3624 | 2.34 | 2.3164 | 2.3045 | 2.3191 | 2.3335 | 2.3478 | 2.3619 | 2.3756 | 2.3892 | 2.4024 | 2.4154 | 2.428 | 2.4404 | 2.4526 | 2.4645 | 2.4762 | 2.4877 | 2.4991 | 2.5103 | 2.5215 | 2.5325 | 2.5435 | 2.5544 | 2.5653 | 2.5761 | 2.5869 | 2.5976 | 2.6082 | 2.6187 | 2.6291 | 2.6396 | 2.6501
| Kettle | 1.7765 | 1.9196 | 2.0448 | 2.1628 | 2.2621 | 2.3533 | 2.4153 | 2.4723 | 2.5362 | 2.6021 | 2.6723 | 2.7706 | 2.8527 | 2.9427 | 3.0382 | 3.1298 | 3.2127 | 3.2899 | 3.3636 | 3.4354 | 3.5659 | 3.6139 | 3.6607 | 3.7283 | 3.7653 | 3.8002 | 3.8405 | 3.8751 | 3.9076 | 3.9533 | 3.9939 | 4.0225 | 4.2555 | 4.3571 | 4.4382 | 4.5123 | 4.5793 | 4.6222 | 4.5378 | 4.2429 | 4.2886 | 4.3949 | 4.4375 | 4.4514 | 4.4421 | 4.466 | 4.4827 | 4.4979 | 4.5111 | 4.5159 | 4.5196 | 4.5219 | 4.5231 | 4.5229 | 4.5223 | 4.521 | 4.5189 | 4.5162 | 4.5126 | 4.5083 | 4.5033 | 4.4975 | 4.491 | 4.4838 | 4.476 | 4.4676 | 4.4587 | 4.4493 | 4.4395 | 4.4294 | 4.4189 | 4.4081 | 4.3972 | 4.3859 | 4.3744 | 4.3626 | 4.3506 | 4.3383 | 4.3256 | 4.3126 | 4.2995 | 4.2864
| Total | 10.9788 | 11.1581 | 11.2217 | 11.2755 | 11.2946 | 11.3529 | 11.3377 | 11.3246 | 11.3042 | 11.2163 | 11.1266 | 11.1044 | 11.0361 | 11.0868 | 11.2022 | 11.2949 | 11.3805 | 11.4654 | 11.5561 | 11.6309 | 11.8877 | 11.8687 | 11.8531 | 11.9253 | 11.9359 | 11.9733 | 12.0508 | 12.1205 | 12.1878 | 12.3023 | 12.4064 | 12.4783 | 13.1877 | 13.4837 | 13.7156 | 13.9252 | 14.1104 | 14.2204 | 13.9427 | 12.9959 | 13.0795 | 13.3443 | 13.4144 | 13.3735 | 13.2621 | 13.266 | 13.2582 | 13.2435 | 13.2205 | 13.1703 | 13.1661 | 13.1975 | 13.2384 | 13.3035 | 13.3681 | 13.4321 | 13.4954 | 13.5578 | 13.6195 | 13.6798 | 13.7386 | 13.7957 | 13.8504 | 13.9028 | 13.9529 | 14.001 | 14.0473 | 14.0919 | 14.1356 | 14.1786 | 14.2209 | 14.2627 | 14.304 | 14.3448 | 14.3852 | 14.4251 | 14.4644 | 14.5031 | 14.5411 | 14.5784 | 14.6158 | 14.6532
Steady State
Appliances Millions
| Year | 1970 | 1971 | 1972 | 1973 | 1974 | 1975 | 1976 | 1977 | 1978 | 1979 | 1980 | 1981 | 1982 | 1983 | 1984 | 1985 | 1986 | 1987 | 1988 | 1989 | 1990 | 1991 | 1992 | 1993 | 1994 | 1995 | 1996 | 1997 | 1998 | 1999 | 2000 | 2001 | 2002 | 2003 | 2004 | 2005 | 2006 | 2007 | 2008 | 2009 | 2010 | 2011 | 2012 | 2013 | 2014 | 2015 | 2016 | 2017 | 2018 | 2019 | 2020 | 2021 | 2022 | 2023 | 2024 | 2025 | 2026 | 2027 | 2028 | 2029 | 2030 | 2031 | 2032 | 2033 | 2034 | 2035 | 2036 | 2037 | 2038 | 2039 | 2040 | 2041 | 2042 | 2043 | 2044 | 2045 | 2046 | 2047 | 2048 | 2049 | 2050 | 2051
| Electric Oven | 7.8452 | 8.0138 | 8.1031 | 8.1958 | 8.2812 | 8.4201 | 8.5294 | 8.6573 | 8.7932 | 8.8917 | 9.0217 | 9.2185 | 9.3839 | 9.6498 | 9.9493 | 10.1916 | 10.4338 | 10.7086 | 11.0458 | 11.4094 | 11.7608 | 12.1119 | 12.3844 | 12.6338 | 12.8632 | 13.0678 | 13.2743 | 13.4849 | 13.7019 | 13.9278 | 14.165 | 14.4129 | 14.6781 | 14.967 | 15.2603 | 15.5579 | 15.8597 | 16.1206 | 16.3849 | 16.6523 | 16.923 | 17.1968 | 17.4662 | 17.7385 | 18.0135 | 18.351 | 18.6859 | 19.0212 | 19.3518 | 19.6506 | 19.9478 | 20.2437 | 20.5375 | 20.8289 | 21.1216 | 21.4159 | 21.7109 | 22.0069 | 22.304 | 22.6013 | 22.897 | 23.1916 | 23.4829 | 23.7713 | 24.0563 | 24.3385 | 24.6182 | 24.8962 | 25.1732 | 25.45 | 25.7266 | 26.0036 | 26.2804 | 26.5574 | 26.8344 | 27.112 | 27.3891 | 27.6659 | 27.9424 | 28.2189 | 28.4959 | 28.7739
| Electric Hob | 7.7751 | 7.9731 | 8.0877 | 8.2002 | 8.2991 | 8.4447 | 8.5528 | 8.6714 | 8.7772 | 8.8045 | 8.81 | 8.8573 | 8.889 | 9.072 | 9.312 | 9.4913 | 9.6376 | 9.78 | 9.9451 | 10.1177 | 10.2806 | 10.4362 | 10.5081 | 10.5745 | 10.6692 | 10.7968 | 10.9144 | 11.0242 | 11.1282 | 11.2286 | 11.3275 | 11.4244 | 11.5247 | 11.6332 | 11.7348 | 11.8297 | 11.9181 | 11.9667 | 12.0095 | 12.0468 | 12.0788 | 12.106 | 12.1235 | 12.1368 | 12.1464 | 12.2123 | 12.2833 | 12.3522 | 12.4164 | 12.4583 | 12.4977 | 12.5347 | 12.5695 | 12.6019 | 12.634 | 12.666 | 12.6983 | 12.7309 | 12.7639 | 12.7959 | 12.8265 | 12.8557 | 12.8811 | 12.9027 | 12.9212 | 12.9366 | 12.949 | 12.9584 | 12.9669 | 12.9745 | 12.9811 | 12.9867 | 12.9917 | 12.9961 | 12.9997 | 13.0024 | 13.0045 | 13.0058 | 13.0062 | 13.0055 | 13.0047 | 13.0037
| Microwave | 0 | 0 | 0 | 0 | 0 | 0 | 0.0081964 | 0.051457 | 0.13147 | 0.25802 | 0.44124 | 0.69907 | 1.0296 | 1.616 | 2.6464 | 4.1319 | 5.9267 | 7.7492 | 9.3905 | 10.7274 | 11.8357 | 12.853 | 13.8085 | 14.7299 | 15.6267 | 16.5034 | 17.306 | 18.0126 | 18.6488 | 19.2354 | 19.7766 | 20.2718 | 20.7309 | 21.1631 | 21.541 | 21.8644 | 22.128 | 22.2886 | 22.4491 | 22.6096 | 22.7702 | 22.998 | 23.2308 | 23.4641 | 23.6972 | 23.93 | 24.1431 | 24.3501 | 24.5479 | 24.7017 | 24.8507 | 24.9942 | 25.1323 | 25.2642 | 25.3946 | 25.5229 | 25.6482 | 25.7703 | 25.8894 | 26.0054 | 26.118 | 26.2274 | 26.3337 | 26.437 | 26.5375 | 26.6356 | 26.7316 | 26.8258 | 26.9184 | 27.0098 | 27.1001 | 27.1896 | 27.2783 | 27.3664 | 27.4537 | 27.5403 | 27.626 | 27.7107 | 27.7942 | 27.8765 | 27.959 | 28.0419
| Kettle | 10.4747 | 11.3186 | 12.0568 | 12.7523 | 13.3382 | 13.8756 | 14.241 | 14.5772 | 14.9538 | 15.3426 | 15.7568 | 16.336 | 16.8202 | 17.3512 | 17.9139 | 18.4543 | 18.9428 | 19.3982 | 19.8327 | 20.2559 | 20.6755 | 21.1293 | 21.498 | 21.8497 | 22.169 | 22.4608 | 22.7297 | 22.9806 | 23.2187 | 23.4491 | 23.677 | 23.902 | 24.1362 | 24.3906 | 24.6343 | 24.8686 | 25.0946 | 25.2432 | 25.3866 | 25.5262 | 25.6637 | 25.876 | 26.0954 | 26.3175 | 26.5437 | 26.7758 | 27.0022 | 27.2215 | 27.4304 | 27.5899 | 27.744 | 27.8918 | 28.0334 | 28.1681 | 28.301 | 28.4312 | 28.5582 | 28.6815 | 28.8013 | 28.9174 | 29.0298 | 29.1386 | 29.2437 | 29.3455 | 29.4442 | 29.54 | 29.6334 | 29.7247 | 29.8143 | 29.9024 | 29.9892 | 30.075 | 30.1599 | 30.2441 | 30.3274 | 30.4097 | 30.491 | 30.5711 | 30.6499 | 30.7272 | 30.8049 | 30.8827
| Total | 26.095 | 27.3055 | 28.2476 | 29.1483 | 29.9185 | 30.7404 | 31.3314 | 31.9573 | 32.6557 | 33.2968 | 34.0298 | 35.1109 | 36.1227 | 37.6891 | 39.8215 | 42.2691 | 44.941 | 47.6361 | 50.214 | 52.5104 | 54.5526 | 56.5304 | 58.1991 | 59.7879 | 61.3281 | 62.8288 | 64.2245 | 65.5024 | 66.6977 | 67.841 | 68.946 | 70.0111 | 71.0699 | 72.154 | 73.1705 | 74.1206 | 75.0004 | 75.6191 | 76.23 | 76.835 | 77.4358 | 78.1768 | 78.916 | 79.6569 | 80.4007 | 81.2692 | 82.1144 | 82.945 | 83.7464 | 84.4004 | 85.0402 | 85.6644 | 86.2727 | 86.863 | 87.4512 | 88.036 | 88.6155 | 89.1896 | 89.7587 | 90.32 | 90.8713 | 91.4133 | 91.9413 | 92.4566 | 92.9593 | 93.4507 | 93.9322 | 94.4052 | 94.8729 | 95.3366 | 95.7969 | 96.2549 | 96.7104 | 97.1639 | 97.6152 | 98.0645 | 98.5106 | 98.9535 | 99.3927 | 99.828 | 100.2645 | 100.7021
Demand TWh/yr
| Year | 1970 | 1971 | 1972 | 1973 | 1974 | 1975 | 1976 | 1977 | 1978 | 1979 | 1980 | 1981 | 1982 | 1983 | 1984 | 1985 | 1986 | 1987 | 1988 | 1989 | 1990 | 1991 | 1992 | 1993 | 1994 | 1995 | 1996 | 1997 | 1998 | 1999 | 2000 | 2001 | 2002 | 2003 | 2004 | 2005 | 2006 | 2007 | 2008 | 2009 | 2010 | 2011 | 2012 | 2013 | 2014 | 2015 | 2016 | 2017 | 2018 | 2019 | 2020 | 2021 | 2022 | 2023 | 2024 | 2025 | 2026 | 2027 | 2028 | 2029 | 2030 | 2031 | 2032 | 2033 | 2034 | 2035 | 2036 | 2037 | 2038 | 2039 | 2040 | 2041 | 2042 | 2043 | 2044 | 2045 | 2046 | 2047 | 2048 | 2049 | 2050 | 2051
| Electric Oven | 6.1845 | 6.1398 | 6.0306 | 5.922 | 5.806 | 5.7241 | 5.6178 | 5.5177 | 5.4119 | 5.2689 | 5.1296 | 5.0141 | 4.8743 | 4.7744 | 4.6804 | 4.5538 | 4.4183 | 4.2912 | 4.1861 | 4.0938 | 4.0757 | 3.9726 | 3.8778 | 3.8137 | 3.7276 | 3.6438 | 3.5726 | 3.5045 | 3.4438 | 3.4044 | 3.3699 | 3.3345 | 3.4747 | 3.504 | 3.5208 | 3.5364 | 3.5506 | 3.5502 | 3.4563 | 3.2072 | 3.2025 | 3.2409 | 3.2325 | 3.1995 | 3.1489 | 3.1242 | 3.1118 | 3.0969 | 3.0789 | 3.0534 | 3.0256 | 3.0366 | 3.0806 | 3.1243 | 3.1682 | 3.2124 | 3.2566 | 3.301 | 3.3456 | 3.3902 | 3.4345 | 3.4787 | 3.5224 | 3.5657 | 3.6084 | 3.6508 | 3.6927 | 3.7344 | 3.776 | 3.8175 | 3.859 | 3.9005 | 3.9421 | 3.9836 | 4.0252 | 4.0668 | 4.1084 | 4.1499 | 4.1914 | 4.2328 | 4.2744 | 4.3161
| Electric Hob | 3.0178 | 3.0987 | 3.1462 | 3.1907 | 3.2264 | 3.2755 | 3.3039 | 3.3298 | 3.3439 | 3.3212 | 3.2834 | 3.2542 | 3.2121 | 3.2166 | 3.2317 | 3.2158 | 3.1793 | 3.1352 | 3.0948 | 3.056 | 3.0679 | 3.0073 | 2.9441 | 2.9101 | 2.8777 | 2.8717 | 2.8901 | 2.9134 | 2.9351 | 2.9668 | 2.9945 | 3.0132 | 3.1844 | 3.2569 | 3.3135 | 3.3642 | 3.4088 | 3.4346 | 3.365 | 3.139 | 3.1643 | 3.2329 | 3.2537 | 3.251 | 3.2303 | 3.2466 | 3.2763 | 3.3055 | 3.3336 | 3.3558 | 3.3774 | 3.3984 | 3.4189 | 3.4387 | 3.4586 | 3.4785 | 3.4985 | 3.5187 | 3.539 | 3.5592 | 3.5789 | 3.5984 | 3.6168 | 3.6342 | 3.6508 | 3.6665 | 3.6813 | 3.6954 | 3.7093 | 3.7228 | 3.7361 | 3.7491 | 3.762 | 3.7747 | 3.7871 | 3.7994 | 3.8114 | 3.8232 | 3.8347 | 3.846 | 3.8572 | 3.8683
| Microwave | 0 | 0 | 0 | 0 | 0 | 0 | 0 | 0 | 0.012231 | 0.024065 | 0.041272 | 0.065608 | 0.096978 | 0.15295 | 0.25188 | 0.39547 | 0.57019 | 0.74904 | 0.91166 | 1.0458 | 1.1783 | 1.2748 | 1.3705 | 1.4733 | 1.5654 | 1.6576 | 1.7475 | 1.8276 | 1.9012 | 1.9777 | 2.048 | 2.1081 | 2.273 | 2.3657 | 2.4432 | 2.5123 | 2.5717 | 2.6135 | 2.5835 | 2.4068 | 2.4241 | 2.4756 | 2.4907 | 2.4716 | 2.4408 | 2.4292 | 2.4301 | 2.43 | 2.4287 | 2.4227 | 2.416 | 2.4084 | 2.4001 | 2.3911 | 2.3816 | 2.3717 | 2.3613 | 2.3504 | 2.3559 | 2.3665 | 2.3767 | 2.3867 | 2.3964 | 2.4058 | 2.4149 | 2.4238 | 2.4326 | 2.4411 | 2.4496 | 2.4579 | 2.4661 | 2.4743 | 2.4823 | 2.4903 | 2.4983 | 2.5062 | 2.514 | 2.5217 | 2.5293 | 2.5368 | 2.5443 | 2.5518
| Kettle | 1.7765 | 1.9196 | 2.0448 | 2.1628 | 2.2621 | 2.3533 | 2.4153 | 2.4723 | 2.5362 | 2.6021 | 2.6723 | 2.7706 | 2.8527 | 2.9427 | 3.0382 | 3.1298 | 3.2127 | 3.2899 | 3.3636 | 3.4354 | 3.5659 | 3.6139 | 3.6607 | 3.7283 | 3.7653 | 3.8002 | 3.8405 | 3.8751 | 3.9076 | 3.9533 | 3.9939 | 4.0225 | 4.2555 | 4.3571 | 4.4382 | 4.5123 | 4.5793 | 4.6222 | 4.5378 | 4.2429 | 4.2886 | 4.3949 | 4.4375 | 4.4514 | 4.4421 | 4.466 | 4.5052 | 4.5432 | 4.5796 | 4.6077 | 4.6349 | 4.6611 | 4.6863 | 4.7103 | 4.734 | 4.7573 | 4.7801 | 4.8023 | 4.8239 | 4.8449 | 4.8653 | 4.8851 | 4.9043 | 4.9229 | 4.9411 | 4.9587 | 4.976 | 4.9929 | 5.0096 | 5.026 | 5.0422 | 5.0582 | 5.0741 | 5.0899 | 5.1056 | 5.1211 | 5.1364 | 5.1515 | 5.1664 | 5.1811 | 5.1959 | 5.2106
| Total | 10.9788 | 11.1581 | 11.2217 | 11.2755 | 11.2946 | 11.3529 | 11.3377 | 11.3246 | 11.3042 | 11.2163 | 11.1266 | 11.1044 | 11.0361 | 11.0868 | 11.2022 | 11.2949 | 11.3805 | 11.4654 | 11.5561 | 11.6309 | 11.8877 | 11.8687 | 11.8531 | 11.9253 | 11.9359 | 11.9733 | 12.0508 | 12.1205 | 12.1878 | 12.3023 | 12.4064 | 12.4783 | 13.1877 | 13.4837 | 13.7156 | 13.9252 | 14.1104 | 14.2204 | 13.9427 | 12.9959 | 13.0795 | 13.3443 | 13.4144 | 13.3735 | 13.2621 | 13.266 | 13.3234 | 13.3756 | 13.4207 | 13.4396 | 13.4538 | 13.5045 | 13.5859 | 13.6644 | 13.7425 | 13.8199 | 13.8966 | 13.9725 | 14.0645 | 14.1607 | 14.2555 | 14.3489 | 14.4398 | 14.5286 | 14.6152 | 14.6998 | 14.7826 | 14.864 | 14.9444 | 15.0242 | 15.1034 | 15.1822 | 15.2605 | 15.3385 | 15.4161 | 15.4934 | 15.5701 | 15.6463 | 15.7218 | 15.7967 | 15.8717 | 15.9468
Consumer Power
Appliances Millions
| Year | 1970 | 1971 | 1972 | 1973 | 1974 | 1975 | 1976 | 1977 | 1978 | 1979 | 1980 | 1981 | 1982 | 1983 | 1984 | 1985 | 1986 | 1987 | 1988 | 1989 | 1990 | 1991 | 1992 | 1993 | 1994 | 1995 | 1996 | 1997 | 1998 | 1999 | 2000 | 2001 | 2002 | 2003 | 2004 | 2005 | 2006 | 2007 | 2008 | 2009 | 2010 | 2011 | 2012 | 2013 | 2014 | 2015 | 2016 | 2017 | 2018 | 2019 | 2020 | 2021 | 2022 | 2023 | 2024 | 2025 | 2026 | 2027 | 2028 | 2029 | 2030 | 2031 | 2032 | 2033 | 2034 | 2035 | 2036 | 2037 | 2038 | 2039 | 2040 | 2041 | 2042 | 2043 | 2044 | 2045 | 2046 | 2047 | 2048 | 2049 | 2050 | 2051
| Electric Oven | 7.8452 | 8.0138 | 8.1031 | 8.1958 | 8.2812 | 8.4201 | 8.5294 | 8.6573 | 8.7932 | 8.8917 | 9.0217 | 9.2185 | 9.3839 | 9.6498 | 9.9493 | 10.1916 | 10.4338 | 10.7086 | 11.0458 | 11.4094 | 11.7608 | 12.1119 | 12.3844 | 12.6338 | 12.8632 | 13.0678 | 13.2743 | 13.4849 | 13.7019 | 13.9278 | 14.165 | 14.4129 | 14.6781 | 14.967 | 15.2603 | 15.5579 | 15.8597 | 16.1206 | 16.3849 | 16.6523 | 16.923 | 17.1968 | 17.4662 | 17.7385 | 18.0135 | 18.351 | 18.7045 | 19.0587 | 19.4085 | 19.7266 | 20.0433 | 20.359 | 20.6726 | 20.984 | 21.2968 | 21.6115 | 21.927 | 22.2436 | 22.5615 | 22.8797 | 23.1964 | 23.5121 | 23.8246 | 24.1344 | 24.4407 | 24.7444 | 25.0457 | 25.3454 | 25.6441 | 25.9427 | 26.2412 | 26.5404 | 26.8393 | 27.1384 | 27.4378 | 27.7378 | 28.0374 | 28.3367 | 28.6359 | 28.9351 | 29.2349 | 29.5358
| Electric Hob | 7.7751 | 7.9731 | 8.0877 | 8.2002 | 8.2991 | 8.4447 | 8.5528 | 8.6714 | 8.7772 | 8.8045 | 8.81 | 8.8573 | 8.889 | 9.072 | 9.312 | 9.4913 | 9.6376 | 9.78 | 9.9451 | 10.1177 | 10.2806 | 10.4362 | 10.5081 | 10.5745 | 10.6692 | 10.7968 | 10.9144 | 11.0242 | 11.1282 | 11.2286 | 11.3275 | 11.4244 | 11.5247 | 11.6332 | 11.7348 | 11.8297 | 11.9181 | 11.9667 | 12.0095 | 12.0468 | 12.0788 | 12.106 | 12.1235 | 12.1368 | 12.1464 | 12.2123 | 12.2923 | 12.3706 | 12.4441 | 12.4955 | 12.5444 | 12.591 | 12.6355 | 12.6777 | 12.7197 | 12.7616 | 12.804 | 12.8467 | 12.8898 | 12.932 | 12.9729 | 13.0123 | 13.0481 | 13.0802 | 13.1091 | 13.135 | 13.1579 | 13.178 | 13.1971 | 13.2153 | 13.2326 | 13.249 | 13.2649 | 13.2801 | 13.2946 | 13.3083 | 13.3214 | 13.3337 | 13.3451 | 13.3555 | 13.3659 | 13.3761
| Microwave | 0 | 0 | 0 | 0 | 0 | 0 | 0.0081964 | 0.051457 | 0.13147 | 0.25802 | 0.44124 | 0.69907 | 1.0296 | 1.616 | 2.6464 | 4.1319 | 5.9267 | 7.7492 | 9.3905 | 10.7274 | 11.8357 | 12.853 | 13.8085 | 14.7299 | 15.6267 | 16.5034 | 17.306 | 18.0126 | 18.6488 | 19.2354 | 19.7766 | 20.2718 | 20.7309 | 21.1631 | 21.541 | 21.8644 | 22.128 | 22.2886 | 22.4491 | 22.6096 | 22.7702 | 22.998 | 23.2308 | 23.4641 | 23.6972 | 23.93 | 24.1958 | 24.4565 | 24.7086 | 24.9171 | 25.1214 | 25.321 | 25.5153 | 25.704 | 25.8916 | 26.0776 | 26.261 | 26.4416 | 26.6195 | 26.7947 | 26.9668 | 27.136 | 27.3024 | 27.4662 | 27.6274 | 27.7863 | 27.9434 | 28.0992 | 28.2535 | 28.4067 | 28.5592 | 28.7113 | 28.8627 | 29.0137 | 29.1643 | 29.3145 | 29.4639 | 29.6125 | 29.7601 | 29.9069 | 30.0541 | 30.2019
| Kettle | 10.4747 | 11.3186 | 12.0568 | 12.7523 | 13.3382 | 13.8756 | 14.241 | 14.5772 | 14.9538 | 15.3426 | 15.7568 | 16.336 | 16.8202 | 17.3512 | 17.9139 | 18.4543 | 18.9428 | 19.3982 | 19.8327 | 20.2559 | 20.6755 | 21.1293 | 21.498 | 21.8497 | 22.169 | 22.4608 | 22.7297 | 22.9806 | 23.2187 | 23.4491 | 23.677 | 23.902 | 24.1362 | 24.3906 | 24.6343 | 24.8686 | 25.0946 | 25.2432 | 25.3866 | 25.5262 | 25.6637 | 25.876 | 26.0954 | 26.3175 | 26.5437 | 26.7758 | 27.0022 | 27.2215 | 27.4304 | 27.5899 | 27.744 | 27.8918 | 28.0334 | 28.1681 | 28.301 | 28.4312 | 28.5582 | 28.6815 | 28.8013 | 28.9174 | 29.0298 | 29.1386 | 29.2437 | 29.3455 | 29.4442 | 29.54 | 29.6334 | 29.7247 | 29.8143 | 29.9024 | 29.9892 | 30.075 | 30.1599 | 30.2441 | 30.3274 | 30.4097 | 30.491 | 30.5711 | 30.6499 | 30.7272 | 30.8049 | 30.8827
| Total | 26.095 | 27.3055 | 28.2476 | 29.1483 | 29.9185 | 30.7404 | 31.3314 | 31.9573 | 32.6557 | 33.2968 | 34.0298 | 35.1109 | 36.1227 | 37.6891 | 39.8215 | 42.2691 | 44.941 | 47.6361 | 50.214 | 52.5104 | 54.5526 | 56.5304 | 58.1991 | 59.7879 | 61.3281 | 62.8288 | 64.2245 | 65.5024 | 66.6977 | 67.841 | 68.946 | 70.0111 | 71.0699 | 72.154 | 73.1705 | 74.1206 | 75.0004 | 75.6191 | 76.23 | 76.835 | 77.4358 | 78.1768 | 78.916 | 79.6569 | 80.4007 | 81.2692 | 82.1948 | 83.1073 | 83.9916 | 84.7291 | 85.4532 | 86.1628 | 86.8569 | 87.5337 | 88.209 | 88.882 | 89.5501 | 90.2133 | 90.8721 | 91.5238 | 92.1659 | 92.7991 | 93.4188 | 94.0263 | 94.6214 | 95.2057 | 95.7804 | 96.3473 | 96.909 | 97.4671 | 98.0222 | 98.5757 | 99.1268 | 99.6763 | 100.224 | 100.7703 | 101.3137 | 101.8541 | 102.391 | 102.9247 | 103.4598 | 103.9964
Demand TWh/yr
| Year | 1970 | 1971 | 1972 | 1973 | 1974 | 1975 | 1976 | 1977 | 1978 | 1979 | 1980 | 1981 | 1982 | 1983 | 1984 | 1985 | 1986 | 1987 | 1988 | 1989 | 1990 | 1991 | 1992 | 1993 | 1994 | 1995 | 1996 | 1997 | 1998 | 1999 | 2000 | 2001 | 2002 | 2003 | 2004 | 2005 | 2006 | 2007 | 2008 | 2009 | 2010 | 2011 | 2012 | 2013 | 2014 | 2015 | 2016 | 2017 | 2018 | 2019 | 2020 | 2021 | 2022 | 2023 | 2024 | 2025 | 2026 | 2027 | 2028 | 2029 | 2030 | 2031 | 2032 | 2033 | 2034 | 2035 | 2036 | 2037 | 2038 | 2039 | 2040 | 2041 | 2042 | 2043 | 2044 | 2045 | 2046 | 2047 | 2048 | 2049 | 2050 | 2051
| Electric Oven | 6.1845 | 6.1398 | 6.0306 | 5.922 | 5.806 | 5.7241 | 5.6178 | 5.5177 | 5.4119 | 5.2689 | 5.1296 | 5.0141 | 4.8743 | 4.7744 | 4.6804 | 4.5538 | 4.4183 | 4.2912 | 4.1861 | 4.0938 | 4.0757 | 3.9726 | 3.8778 | 3.8137 | 3.7276 | 3.6438 | 3.5726 | 3.5045 | 3.4438 | 3.4044 | 3.3699 | 3.3345 | 3.4747 | 3.504 | 3.5208 | 3.5364 | 3.5506 | 3.5502 | 3.4563 | 3.2072 | 3.2025 | 3.2409 | 3.2325 | 3.1995 | 3.1489 | 3.1242 | 3.1309 | 3.1356 | 3.1376 | 3.1326 | 3.1256 | 3.1165 | 3.1054 | 3.1476 | 3.1945 | 3.2417 | 3.2891 | 3.3365 | 3.3842 | 3.432 | 3.4795 | 3.5268 | 3.5737 | 3.6202 | 3.6661 | 3.7117 | 3.7569 | 3.8018 | 3.8466 | 3.8914 | 3.9362 | 3.9811 | 4.0259 | 4.0708 | 4.1157 | 4.1607 | 4.2056 | 4.2505 | 4.2954 | 4.3403 | 4.3852 | 4.4304
| Electric Hob | 3.0178 | 3.0987 | 3.1462 | 3.1907 | 3.2264 | 3.2755 | 3.3039 | 3.3298 | 3.3439 | 3.3212 | 3.2834 | 3.2542 | 3.2121 | 3.2166 | 3.2317 | 3.2158 | 3.1793 | 3.1352 | 3.0948 | 3.056 | 3.0679 | 3.0073 | 2.9441 | 2.9101 | 2.8777 | 2.8717 | 2.8901 | 2.9134 | 2.9351 | 2.9668 | 2.9945 | 3.0132 | 3.1844 | 3.2569 | 3.3135 | 3.3642 | 3.4088 | 3.4346 | 3.365 | 3.139 | 3.1643 | 3.2329 | 3.2537 | 3.251 | 3.2303 | 3.2466 | 3.2937 | 3.3407 | 3.3867 | 3.4269 | 3.4666 | 3.506 | 3.5449 | 3.5834 | 3.6219 | 3.6607 | 3.6998 | 3.7391 | 3.7787 | 3.8183 | 3.8576 | 3.8966 | 3.9347 | 3.9719 | 4.0082 | 4.0437 | 4.0784 | 4.1123 | 4.146 | 4.1794 | 4.2127 | 4.2458 | 4.2787 | 4.3115 | 4.3441 | 4.3766 | 4.4089 | 4.4409 | 4.4727 | 4.5043 | 4.5359 | 4.5674
| Microwave | 0 | 0 | 0 | 0 | 0 | 0 | 0 | 0 | 0.012231 | 0.024065 | 0.041272 | 0.065608 | 0.096978 | 0.15295 | 0.25188 | 0.39547 | 0.57019 | 0.74904 | 0.91166 | 1.0458 | 1.1783 | 1.2748 | 1.3705 | 1.4733 | 1.5654 | 1.6576 | 1.7475 | 1.8276 | 1.9012 | 1.9777 | 2.048 | 2.1081 | 2.273 | 2.3657 | 2.4432 | 2.5123 | 2.5717 | 2.6135 | 2.5835 | 2.4068 | 2.4241 | 2.4756 | 2.4907 | 2.4716 | 2.4408 | 2.4292 | 2.4527 | 2.4756 | 2.4975 | 2.515 | 2.5319 | 2.5484 | 2.5642 | 2.5794 | 2.5945 | 2.6094 | 2.6239 | 2.6381 | 2.652 | 2.6656 | 2.6788 | 2.6916 | 2.7042 | 2.7164 | 2.7283 | 2.74 | 2.7514 | 2.7627 | 2.7738 | 2.7847 | 2.7955 | 2.8062 | 2.8168 | 2.8273 | 2.8378 | 2.8481 | 2.8584 | 2.8685 | 2.8785 | 2.8883 | 2.8982 | 2.908
| Kettle | 1.7765 | 1.9196 | 2.0448 | 2.1628 | 2.2621 | 2.3533 | 2.4153 | 2.4723 | 2.5362 | 2.6021 | 2.6723 | 2.7706 | 2.8527 | 2.9427 | 3.0382 | 3.1298 | 3.2127 | 3.2899 | 3.3636 | 3.4354 | 3.5659 | 3.6139 | 3.6607 | 3.7283 | 3.7653 | 3.8002 | 3.8405 | 3.8751 | 3.9076 | 3.9533 | 3.9939 | 4.0225 | 4.2555 | 4.3571 | 4.4382 | 4.5123 | 4.5793 | 4.6222 | 4.5378 | 4.2429 | 4.2886 | 4.3949 | 4.4375 | 4.4514 | 4.4421 | 4.466 | 4.5276 | 4.5885 | 4.648 | 4.6994 | 4.7502 | 4.8002 | 4.8494 | 4.8976 | 4.9457 | 4.9937 | 5.0413 | 5.0884 | 5.1351 | 5.1815 | 5.2273 | 5.2727 | 5.3176 | 5.3621 | 5.4062 | 5.4499 | 5.4933 | 5.5366 | 5.5797 | 5.6226 | 5.6654 | 5.7083 | 5.7511 | 5.7939 | 5.8367 | 5.8795 | 5.9222 | 5.9648 | 6.0073 | 6.0497 | 6.0922 | 6.1349
| Total | 10.9788 | 11.1581 | 11.2217 | 11.2755 | 11.2946 | 11.3529 | 11.3377 | 11.3246 | 11.3042 | 11.2163 | 11.1266 | 11.1044 | 11.0361 | 11.0868 | 11.2022 | 11.2949 | 11.3805 | 11.4654 | 11.5561 | 11.6309 | 11.8877 | 11.8687 | 11.8531 | 11.9253 | 11.9359 | 11.9733 | 12.0508 | 12.1205 | 12.1878 | 12.3023 | 12.4064 | 12.4783 | 13.1877 | 13.4837 | 13.7156 | 13.9252 | 14.1104 | 14.2204 | 13.9427 | 12.9959 | 13.0795 | 13.3443 | 13.4144 | 13.3735 | 13.2621 | 13.266 | 13.4049 | 13.5403 | 13.6698 | 13.7739 | 13.8744 | 13.9711 | 14.064 | 14.208 | 14.3567 | 14.5055 | 14.654 | 14.8021 | 14.95 | 15.0973 | 15.2431 | 15.3877 | 15.5301 | 15.6706 | 15.8088 | 15.9452 | 16.08 | 16.2134 | 16.346 | 16.4781 | 16.6098 | 16.7414 | 16.8725 | 17.0035 | 17.1342 | 17.2649 | 17.395 | 17.5247 | 17.6539 | 17.7826 | 17.9115 | 18.0407

## PD12
Electricity: Residential Light
Incandescents, Halogens, Strip lighting, Compact Fluorescents, LEDs
Historic Source to 2015: Energy Consumption in the UK
Source 2016 Onwards: National Grid Scenarios
Data on an annual calendar year basis
Millions of Appliances
| Year | 1970 | 1971 | 1972 | 1973 | 1974 | 1975 | 1976 | 1977 | 1978 | 1979 | 1980 | 1981 | 1982 | 1983 | 1984 | 1985 | 1986 | 1987 | 1988 | 1989 | 1990 | 1991 | 1992 | 1993 | 1994 | 1995 | 1996 | 1997 | 1998 | 1999 | 2000 | 2001 | 2002 | 2003 | 2004 | 2005 | 2006 | 2007 | 2008 | 2009 | 2010 | 2011 | 2012 | 2013 | 2014 | 2015 | 2016 | 2017 | 2018 | 2019 | 2020 | 2021 | 2022 | 2023 | 2024 | 2025 | 2026 | 2027 | 2028 | 2029 | 2030 | 2031 | 2032 | 2033 | 2034 | 2035 | 2036 | 2037 | 2038 | 2039 | 2040 | 2041 | 2042 | 2043 | 2044 | 2045 | 2046 | 2047 | 2048 | 2049 | 2050 | 2051
| Two Degrees | 305.9484 | 316.5154 | 327.0294 | 337.5327 | 348.0148 | 358.4586 | 368.8486 | 379.1712 | 389.4097 | 399.549 | 409.5713 | 419.4855 | 429.2028 | 438.7633 | 448.1204 | 457.193 | 465.9256 | 474.2833 | 482.5812 | 490.5826 | 498.2709 | 505.6991 | 512.7943 | 519.7576 | 526.6867 | 533.69 | 540.5292 | 547.8688 | 555.465 | 566.7486 | 578.0666 | 589.4939 | 601.2666 | 612.1795 | 625.1978 | 637.4246 | 649.6513 | 661.8701 | 671.826 | 681.8645 | 691.992 | 702.201 | 712.8376 | 723.5588 | 734.3637 | 745.253 | 752.0675 | 758.6955 | 770.8256 | 785.8066 | 800.7476 | 815.649 | 830.6114 | 847.0159 | 863.4803 | 880.0126 | 896.5155 | 913.0119 | 929.499 | 946.0031 | 962.4466 | 978.8623 | 995.2469 | 1011.6395 | 1027.9719 | 1044.2877 | 1060.5962 | 1076.944 | 1093.2667 | 1109.6087 | 1125.9769 | 1142.4159 | 1158.8551 | 1175.3333 | 1191.8481 | 1208.4315 | 1225.0043 | 1241.5947 | 1258.1961 | 1274.8387 | 1291.5212 | 1308.2756
| Slow Progression | 305.9484 | 316.5154 | 327.0294 | 337.5327 | 348.0148 | 358.4586 | 368.8486 | 379.1712 | 389.4097 | 399.549 | 409.5713 | 419.4855 | 429.2028 | 438.7633 | 448.1204 | 457.193 | 465.9256 | 474.2833 | 482.5812 | 490.5826 | 498.2709 | 505.6991 | 512.7943 | 519.7576 | 526.6867 | 533.69 | 540.5292 | 547.8688 | 555.465 | 566.7486 | 578.0666 | 589.4939 | 601.2666 | 612.1795 | 625.1978 | 637.4246 | 649.6513 | 661.8701 | 671.826 | 681.8645 | 691.992 | 702.201 | 712.8376 | 723.5588 | 734.3637 | 745.253 | 749.9825 | 754.4866 | 764.4677 | 777.2834 | 790.0373 | 802.7255 | 815.4617 | 829.6233 | 843.8259 | 858.0727 | 872.2795 | 886.4642 | 900.625 | 914.7828 | 928.8734 | 942.9239 | 956.9322 | 970.9315 | 984.8664 | 998.7746 | 1012.6655 | 1026.5792 | 1040.4641 | 1054.3579 | 1068.2676 | 1082.2311 | 1096.1906 | 1110.1785 | 1124.1927 | 1138.2593 | 1152.3122 | 1166.3742 | 1180.4388 | 1194.5309 | 1208.6573 | 1222.8439
| Steady State | 305.9484 | 316.5154 | 327.0294 | 337.5327 | 348.0148 | 358.4586 | 368.8486 | 379.1712 | 389.4097 | 399.549 | 409.5713 | 419.4855 | 429.2028 | 438.7633 | 448.1204 | 457.193 | 465.9256 | 474.2833 | 482.5812 | 490.5826 | 498.2709 | 505.6991 | 512.7943 | 519.7576 | 526.6867 | 533.69 | 540.5292 | 547.8688 | 555.465 | 566.7486 | 578.0666 | 589.4939 | 601.2666 | 612.1795 | 625.1978 | 637.4246 | 649.6513 | 661.8701 | 671.826 | 681.8645 | 691.992 | 702.201 | 712.8376 | 723.5588 | 734.3637 | 745.253 | 747.8976 | 750.2777 | 758.1098 | 768.7602 | 779.3269 | 789.8019 | 800.3121 | 812.2307 | 824.1715 | 836.1327 | 848.0434 | 859.9166 | 871.751 | 883.5626 | 895.3001 | 906.9856 | 918.6175 | 930.2235 | 941.7609 | 953.2615 | 964.7348 | 976.2145 | 987.6615 | 999.1071 | 1010.5582 | 1022.0462 | 1033.526 | 1045.0236 | 1056.5373 | 1068.0871 | 1079.6202 | 1091.1536 | 1102.6816 | 1114.223 | 1125.7933 | 1137.4121
| Consumer Power | 305.9484 | 316.5154 | 327.0294 | 337.5327 | 348.0148 | 358.4586 | 368.8486 | 379.1712 | 389.4097 | 399.549 | 409.5713 | 419.4855 | 429.2028 | 438.7633 | 448.1204 | 457.193 | 465.9256 | 474.2833 | 482.5812 | 490.5826 | 498.2709 | 505.6991 | 512.7943 | 519.7576 | 526.6867 | 533.69 | 540.5292 | 547.8688 | 555.465 | 566.7486 | 578.0666 | 589.4939 | 601.2666 | 612.1795 | 625.1978 | 637.4246 | 649.6513 | 661.8701 | 671.826 | 681.8645 | 691.992 | 702.201 | 712.8376 | 723.5588 | 734.3637 | 745.253 | 761.3079 | 777.349 | 799.0032 | 823.5807 | 848.215 | 872.9253 | 897.7536 | 924.0987 | 950.5871 | 977.2489 | 1003.9279 | 1030.6691 | 1057.4665 | 1084.3689 | 1111.2408 | 1138.1382 | 1165.0547 | 1192.0544 | 1219.0121 | 1245.9981 | 1273.0214 | 1300.1565 | 1327.2839 | 1354.4759 | 1381.7403 | 1409.1504 | 1436.5796 | 1464.0944 | 1491.6915 | 1519.4293 | 1547.1697 | 1574.9665 | 1602.8102 | 1630.7569 | 1658.7679 | 1686.9025
Appliance Demand TWh/yr
| Year | 1970 | 1971 | 1972 | 1973 | 1974 | 1975 | 1976 | 1977 | 1978 | 1979 | 1980 | 1981 | 1982 | 1983 | 1984 | 1985 | 1986 | 1987 | 1988 | 1989 | 1990 | 1991 | 1992 | 1993 | 1994 | 1995 | 1996 | 1997 | 1998 | 1999 | 2000 | 2001 | 2002 | 2003 | 2004 | 2005 | 2006 | 2007 | 2008 | 2009 | 2010 | 2011 | 2012 | 2013 | 2014 | 2015 | 2016 | 2017 | 2018 | 2019 | 2020 | 2021 | 2022 | 2023 | 2024 | 2025 | 2026 | 2027 | 2028 | 2029 | 2030 | 2031 | 2032 | 2033 | 2034 | 2035 | 2036 | 2037 | 2038 | 2039 | 2040 | 2041 | 2042 | 2043 | 2044 | 2045 | 2046 | 2047 | 2048 | 2049 | 2050 | 2051
| Two Degrees | 11.2975 | 11.6184 | 11.9343 | 12.2466 | 12.5554 | 12.8603 | 13.1611 | 13.4577 | 13.75 | 14.0378 | 14.321 | 14.5892 | 14.8492 | 15.1023 | 15.3472 | 15.5819 | 15.8049 | 16.0154 | 16.222 | 16.4196 | 16.8893 | 16.9331 | 17.0329 | 17.2416 | 17.3372 | 17.4517 | 17.6081 | 17.7874 | 18.009 | 17.8744 | 17.7564 | 17.6139 | 18.3727 | 18.5572 | 18.6783 | 18.7755 | 18.8464 | 18.8741 | 17.8252 | 15.4538 | 14.1568 | 13.1048 | 12.2892 | 11.8926 | 11.6761 | 11.649 | 11.2116 | 10.7548 | 10.3997 | 10.1002 | 9.7917 | 9.4732 | 9.1575 | 8.9331 | 8.7011 | 8.4605 | 8.2127 | 7.9568 | 7.6928 | 7.4201 | 7.1403 | 6.8527 | 6.5572 | 6.2533 | 5.9427 | 5.6247 | 5.2994 | 4.966 | 4.8001 | 4.69 | 4.5727 | 4.4479 | 4.3162 | 4.1774 | 4.0313 | 3.8775 | 3.8375 | 3.8754 | 3.9131 | 3.9509 | 3.9893 | 4.0305
| Slow Progression | 11.2975 | 11.6184 | 11.9343 | 12.2466 | 12.5554 | 12.8603 | 13.1611 | 13.4577 | 13.75 | 14.0378 | 14.321 | 14.5892 | 14.8492 | 15.1023 | 15.3472 | 15.5819 | 15.8049 | 16.0154 | 16.222 | 16.4196 | 16.8893 | 16.9331 | 17.0329 | 17.2416 | 17.3372 | 17.4517 | 17.6081 | 17.7874 | 18.009 | 17.8744 | 17.7564 | 17.6139 | 18.3727 | 18.5572 | 18.6783 | 18.7755 | 18.8464 | 18.8741 | 17.8252 | 15.4538 | 14.1568 | 13.1048 | 12.2892 | 11.8926 | 11.6761 | 11.649 | 11.1929 | 10.718 | 10.3455 | 10.0295 | 9.7052 | 9.3716 | 9.0417 | 8.804 | 8.5596 | 8.3074 | 8.0488 | 7.7831 | 7.5103 | 7.2296 | 6.9428 | 6.6491 | 6.3486 | 6.0406 | 5.727 | 5.4069 | 5.0806 | 4.7471 | 4.5822 | 4.4741 | 4.3599 | 4.2392 | 4.1127 | 3.9801 | 3.8413 | 3.6958 | 3.6556 | 3.6872 | 3.7187 | 3.7501 | 3.7821 | 3.8169
| Steady State | 11.2975 | 11.6184 | 11.9343 | 12.2466 | 12.5554 | 12.8603 | 13.1611 | 13.4577 | 13.75 | 14.0378 | 14.321 | 14.5892 | 14.8492 | 15.1023 | 15.3472 | 15.5819 | 15.8049 | 16.0154 | 16.222 | 16.4196 | 16.8893 | 16.9331 | 17.0329 | 17.2416 | 17.3372 | 17.4517 | 17.6081 | 17.7874 | 18.009 | 17.8744 | 17.7564 | 17.6139 | 18.3727 | 18.5572 | 18.6783 | 18.7755 | 18.8464 | 18.8741 | 17.8252 | 15.4538 | 14.1568 | 13.1048 | 12.2892 | 11.8926 | 11.6761 | 11.649 | 11.2829 | 10.9001 | 10.6211 | 10.3997 | 10.1714 | 9.9354 | 9.7042 | 9.5672 | 9.4251 | 9.2769 | 9.1236 | 8.9645 | 8.7997 | 8.6286 | 8.4524 | 8.2707 | 8.0833 | 7.89 | 7.6919 | 7.4887 | 7.2803 | 7.0664 | 6.8483 | 6.6254 | 6.3978 | 6.1648 | 5.9279 | 5.6864 | 5.4402 | 5.1887 | 4.9332 | 4.6731 | 4.4189 | 4.3116 | 4.205 | 4.0986
| Consumer Power | 11.2975 | 11.6184 | 11.9343 | 12.2466 | 12.5554 | 12.8603 | 13.1611 | 13.4577 | 13.75 | 14.0378 | 14.321 | 14.5892 | 14.8492 | 15.1023 | 15.3472 | 15.5819 | 15.8049 | 16.0154 | 16.222 | 16.4196 | 16.8893 | 16.9331 | 17.0329 | 17.2416 | 17.3372 | 17.4517 | 17.6081 | 17.7874 | 18.009 | 17.8744 | 17.7564 | 17.6139 | 18.3727 | 18.5572 | 18.6783 | 18.7755 | 18.8464 | 18.8741 | 17.8252 | 15.4538 | 14.1568 | 13.1048 | 12.2892 | 11.8926 | 11.6761 | 11.649 | 11.5836 | 11.4953 | 11.5025 | 11.5575 | 11.5965 | 11.6188 | 11.6353 | 11.7368 | 11.8231 | 11.8938 | 11.9481 | 11.9859 | 12.007 | 12.0111 | 11.9982 | 11.968 | 11.9206 | 11.8554 | 11.7732 | 11.6736 | 11.5567 | 11.422 | 11.2705 | 11.1018 | 10.9158 | 10.7118 | 10.4911 | 10.253 | 9.9974 | 9.7232 | 9.4321 | 9.123 | 8.7959 | 8.4496 | 8.0866 | 7.7166
Breakdown
Two Degrees
Appliances Millions
| Year | 1970 | 1971 | 1972 | 1973 | 1974 | 1975 | 1976 | 1977 | 1978 | 1979 | 1980 | 1981 | 1982 | 1983 | 1984 | 1985 | 1986 | 1987 | 1988 | 1989 | 1990 | 1991 | 1992 | 1993 | 1994 | 1995 | 1996 | 1997 | 1998 | 1999 | 2000 | 2001 | 2002 | 2003 | 2004 | 2005 | 2006 | 2007 | 2008 | 2009 | 2010 | 2011 | 2012 | 2013 | 2014 | 2015 | 2016 | 2017 | 2018 | 2019 | 2020 | 2021 | 2022 | 2023 | 2024 | 2025 | 2026 | 2027 | 2028 | 2029 | 2030 | 2031 | 2032 | 2033 | 2034 | 2035 | 2036 | 2037 | 2038 | 2039 | 2040 | 2041 | 2042 | 2043 | 2044 | 2045 | 2046 | 2047 | 2048 | 2049 | 2050 | 2051
| Incandescent | 286.103 | 295.4978 | 304.8319 | 314.1533 | 323.4579 | 332.735 | 341.9761 | 351.1748 | 360.3221 | 369.4109 | 378.4315 | 387.0236 | 395.4158 | 403.6525 | 411.6945 | 419.4689 | 426.9194 | 433.9848 | 440.4474 | 446.5415 | 452.25 | 457.6262 | 462.6004 | 467.3615 | 471.9981 | 476.6079 | 480.9786 | 485.6977 | 490.5482 | 481.7123 | 472.9107 | 464.2185 | 455.4469 | 446.6649 | 437.8649 | 429.1227 | 420.3804 | 411.6303 | 392.5241 | 337.9764 | 242.274 | 147.452 | 78.0738 | 42.1516 | 27.633 | 23.431 | 13.86 | 4.1002 | 0 | 0 | 0 | 0 | 0 | 0 | 0 | 0 | 0 | 0 | 0 | 0 | 0 | 0 | 0 | 0 | 0 | 0 | 0 | 0 | 0 | 0 | 0 | 0 | 0 | 0 | 0 | 0 | 0 | 0 | 0 | 0 | 0 | 0
| Halogen | 0 | 0 | 0 | 0 | 0 | 0 | 0 | 0 | 0 | 0 | 0 | 0 | 0 | 0 | 0 | 0 | 0 | 0.025088 | 0.59933 | 1.2423 | 1.9442 | 2.6946 | 3.4823 | 4.2966 | 5.1268 | 5.9623 | 6.788 | 7.6004 | 8.3973 | 25.6027 | 42.8082 | 60.0136 | 77.219 | 94.4245 | 111.6299 | 128.8353 | 146.0408 | 163.2462 | 165.7018 | 168.1777 | 189.343 | 222.631 | 262.801 | 279.6031 | 289.2745 | 295.5138 | 297.1113 | 298.6142 | 299.9911 | 300.8167 | 301.5723 | 302.2479 | 302.8491 | 303.3664 | 303.8557 | 304.3064 | 304.7152 | 305.0777 | 305.3949 | 305.6633 | 305.8875 | 306.0661 | 306.2001 | 306.2897 | 306.3427 | 306.3603 | 306.3467 | 306.3033 | 306.2386 | 306.1529 | 306.0491 | 305.9271 | 305.7933 | 305.646 | 305.485 | 305.3069 | 305.1158 | 304.9076 | 304.6811 | 304.4326 | 304.1852 | 303.9349
| Strip Lighting | 19.8454 | 21.0176 | 22.1975 | 23.3793 | 24.5569 | 25.7236 | 26.8725 | 27.9964 | 29.0876 | 30.1382 | 31.1398 | 32.0841 | 32.9622 | 33.7628 | 34.4745 | 35.0855 | 35.5936 | 35.9977 | 36.3036 | 36.518 | 36.6486 | 36.7028 | 36.6864 | 36.6171 | 36.5089 | 36.3763 | 36.2105 | 36.0655 | 35.9219 | 34.4705 | 33.0192 | 31.5678 | 30.1165 | 28.6651 | 27.2138 | 25.7625 | 24.3111 | 22.8598 | 21.4084 | 19.9571 | 18.506 | 17.054 | 15.603 | 14.1517 | 12.7003 | 11.249 | 9.7005 | 8.1184 | 6.5121 | 4.8722 | 3.2129 | 1.5303 | 0 | 0 | 0 | 0 | 0 | 0 | 0 | 0 | 0 | 0 | 0 | 0 | 0 | 0 | 0 | 0 | 0 | 0 | 0 | 0 | 0 | 0 | 0 | 0 | 0 | 0 | 0 | 0 | 0 | 0
| Compact Fluorescent | 0 | 0 | 0 | 0 | 0 | 0 | 0 | 0 | 0 | 0 | 0 | 0.37788 | 0.82474 | 1.348 | 1.9514 | 2.6386 | 3.4125 | 4.2757 | 5.2309 | 6.2807 | 7.4281 | 8.6755 | 10.0252 | 11.4824 | 13.0529 | 14.7435 | 16.5521 | 18.5052 | 20.5976 | 24.9631 | 29.3285 | 33.694 | 38.0595 | 42.425 | 46.7904 | 51.1559 | 55.5214 | 59.8869 | 87.8808 | 151.3781 | 237.429 | 310.558 | 351.7857 | 383.0096 | 400.0436 | 410.2772 | 426.5336 | 442.921 | 459.3024 | 475.028 | 490.8037 | 506.6436 | 522.4673 | 538.2879 | 554.1962 | 570.2111 | 586.2388 | 602.3066 | 618.4109 | 634.5812 | 650.7358 | 666.9084 | 683.0949 | 699.3342 | 715.5504 | 731.7857 | 748.0452 | 764.3736 | 780.6988 | 797.064 | 813.4738 | 829.9724 | 846.4831 | 863.0461 | 879.6594 | 896.3584 | 913.0598 | 929.796 | 946.5615 | 963.3903 | 980.2577 | 997.1996
| LED | 0 | 0 | 0 | 0 | 0 | 0 | 0 | 0 | 0 | 0 | 0 | 0 | 0 | 0 | 0 | 0 | 0 | 0 | 0 | 0 | 0 | 0 | 0 | 0 | 0 | 0 | 0 | 0 | 0 | 0 | 0 | 0 | 0.4247 | 0.8494 | 1.6988 | 2.5482 | 3.3976 | 4.247 | 4.3109 | 4.3753 | 4.44 | 4.506 | 4.5741 | 4.6428 | 4.7122 | 4.7821 | 4.8622 | 4.9417 | 5.0199 | 5.0896 | 5.1587 | 5.2273 | 5.2949 | 5.3616 | 5.4284 | 5.4952 | 5.5615 | 5.6275 | 5.6932 | 5.7586 | 5.8234 | 5.8878 | 5.9518 | 6.0156 | 6.0788 | 6.1417 | 6.2044 | 6.267 | 6.3294 | 6.3917 | 6.454 | 6.5164 | 6.5788 | 6.6412 | 6.7036 | 6.7662 | 6.8287 | 6.8911 | 6.9534 | 7.0158 | 7.0783 | 7.141
| Total | 305.9484 | 316.5154 | 327.0294 | 337.5327 | 348.0148 | 358.4586 | 368.8486 | 379.1712 | 389.4097 | 399.549 | 409.5713 | 419.4855 | 429.2028 | 438.7633 | 448.1204 | 457.193 | 465.9256 | 474.2833 | 482.5812 | 490.5826 | 498.2709 | 505.6991 | 512.7943 | 519.7576 | 526.6867 | 533.69 | 540.5292 | 547.8688 | 555.465 | 566.7486 | 578.0666 | 589.4939 | 601.2666 | 612.1795 | 625.1978 | 637.4246 | 649.6513 | 661.8701 | 671.826 | 681.8645 | 691.992 | 702.201 | 712.8376 | 723.5588 | 734.3637 | 745.253 | 752.0675 | 758.6955 | 770.8256 | 785.8066 | 800.7476 | 815.649 | 830.6114 | 847.0159 | 863.4803 | 880.0126 | 896.5155 | 913.0119 | 929.499 | 946.0031 | 962.4466 | 978.8623 | 995.2469 | 1011.6395 | 1027.9719 | 1044.2877 | 1060.5962 | 1076.944 | 1093.2667 | 1109.6087 | 1125.9769 | 1142.4159 | 1158.8551 | 1175.3333 | 1191.8481 | 1208.4315 | 1225.0043 | 1241.5947 | 1258.1961 | 1274.8387 | 1291.5212 | 1308.2756
Demand TWh/yr
| Year | 1970 | 1971 | 1972 | 1973 | 1974 | 1975 | 1976 | 1977 | 1978 | 1979 | 1980 | 1981 | 1982 | 1983 | 1984 | 1985 | 1986 | 1987 | 1988 | 1989 | 1990 | 1991 | 1992 | 1993 | 1994 | 1995 | 1996 | 1997 | 1998 | 1999 | 2000 | 2001 | 2002 | 2003 | 2004 | 2005 | 2006 | 2007 | 2008 | 2009 | 2010 | 2011 | 2012 | 2013 | 2014 | 2015 | 2016 | 2017 | 2018 | 2019 | 2020 | 2021 | 2022 | 2023 | 2024 | 2025 | 2026 | 2027 | 2028 | 2029 | 2030 | 2031 | 2032 | 2033 | 2034 | 2035 | 2036 | 2037 | 2038 | 2039 | 2040 | 2041 | 2042 | 2043 | 2044 | 2045 | 2046 | 2047 | 2048 | 2049 | 2050 | 2051
| Incandescent | 10.1292 | 10.3812 | 10.6276 | 10.8704 | 11.1098 | 11.346 | 11.5792 | 11.8096 | 12.0377 | 12.2637 | 12.4879 | 12.6909 | 12.8878 | 13.0804 | 13.2681 | 13.4493 | 13.6227 | 13.7864 | 13.9283 | 14.0615 | 14.426 | 14.4255 | 14.4719 | 14.6102 | 14.6519 | 14.7091 | 14.8009 | 14.8997 | 15.0093 | 14.3968 | 13.7807 | 13.1439 | 13.1489 | 12.7076 | 12.2106 | 11.7052 | 11.1917 | 10.6629 | 9.5059 | 7.2608 | 5.0093 | 2.9115 | 1.478 | 0.78909 | 0.53242 | 0.46533 | 0.2772 | 0.082004 | 0 | 0 | 0 | 0 | 0 | 0 | 0 | 0 | 0 | 0 | 0 | 0 | 0 | 0 | 0 | 0 | 0 | 0 | 0 | 0 | 0 | 0 | 0 | 0 | 0 | 0 | 0 | 0 | 0 | 0 | 0 | 0 | 0 | 0
| Halogen | 0 | 0 | 0 | 0 | 0 | 0 | 0 | 0 | 0 | 0 | 0 | 0 | 0 | 0 | 0 | 0 | 0 | 0.0009783 | 0.023371 | 0.048443 | 0.077096 | 0.10597 | 0.13634 | 0.16857 | 0.20021 | 0.23194 | 0.2637 | 0.29467 | 0.32493 | 0.77432 | 1.2375 | 1.6996 | 2.2784 | 2.8139 | 3.3479 | 3.8767 | 4.3992 | 4.9097 | 4.8718 | 4.6087 | 5.2142 | 5.8351 | 6.1786 | 6.3901 | 6.4735 | 6.5648 | 6.3707 | 6.1716 | 5.9683 | 5.7523 | 5.5338 | 5.3121 | 5.0887 | 4.863 | 4.6361 | 4.4072 | 4.1777 | 3.947 | 3.7152 | 3.4816 | 3.2479 | 3.0133 | 2.7781 | 2.5416 | 2.3054 | 2.0688 | 1.8321 | 1.5945 | 1.5312 | 1.5308 | 1.5302 | 1.5296 | 1.529 | 1.5282 | 1.5274 | 1.5265 | 1.5256 | 1.5245 | 1.5234 | 1.5222 | 1.5209 | 1.5197
| Strip Lighting | 1.1682 | 1.2372 | 1.3067 | 1.3763 | 1.4456 | 1.5143 | 1.5819 | 1.6481 | 1.7123 | 1.7741 | 1.8331 | 1.8887 | 1.9404 | 1.9875 | 2.0294 | 2.0654 | 2.0953 | 2.1191 | 2.1371 | 2.1497 | 2.1939 | 2.1789 | 2.1683 | 2.1687 | 2.1523 | 2.1362 | 2.1236 | 2.1109 | 2.1468 | 2.0946 | 2.0383 | 1.9746 | 2.0047 | 1.9635 | 1.9082 | 1.8446 | 1.7718 | 1.688 | 1.5542 | 1.3531 | 1.2632 | 1.1871 | 1.0878 | 0.98458 | 0.87279 | 0.76865 | 0.65866 | 0.54772 | 0.43654 | 0.32451 | 0.21261 | 0.1006 | 0 | 0 | 0 | 0 | 0 | 0 | 0 | 0 | 0 | 0 | 0 | 0 | 0 | 0 | 0 | 0 | 0 | 0 | 0 | 0 | 0 | 0 | 0 | 0 | 0 | 0 | 0 | 0 | 0 | 0
| Compact Fluorescent | 0 | 0 | 0 | 0 | 0 | 0 | 0 | 0 | 0 | 0 | 0 | 0.0096215 | 0.020999 | 0.034321 | 0.049686 | 0.067183 | 0.086889 | 0.10887 | 0.13319 | 0.15992 | 0.19233 | 0.22277 | 0.25628 | 0.29414 | 0.33283 | 0.37449 | 0.41986 | 0.48221 | 0.52799 | 0.60867 | 0.6999 | 0.79594 | 0.94073 | 1.0613 | 1.1788 | 1.2943 | 1.407 | 1.5151 | 1.7959 | 2.1395 | 2.5736 | 3.0752 | 3.4548 | 3.6393 | 3.7082 | 3.7605 | 3.816 | 3.8653 | 3.9076 | 3.9373 | 3.9605 | 3.977 | 3.9867 | 3.9895 | 3.986 | 3.9758 | 3.9591 | 3.9357 | 3.9054 | 3.8681 | 3.8239 | 3.7728 | 3.7147 | 3.6494 | 3.5772 | 3.498 | 3.4118 | 3.3183 | 3.2181 | 3.1109 | 2.9967 | 2.8751 | 2.7468 | 2.6114 | 2.4689 | 2.3188 | 2.2826 | 2.3245 | 2.3664 | 2.4085 | 2.4506 | 2.493
| LED | 0 | 0 | 0 | 0 | 0 | 0 | 0 | 0 | 0 | 0 | 0 | 0 | 0 | 0 | 0 | 0 | 0 | 0 | 0 | 0 | 0 | 0 | 0 | 0 | 0 | 0 | 0 | 0 | 0 | 0 | 0 | 0 | 0 | 0.010912 | 0.032799 | 0.054725 | 0.076627 | 0.098345 | 0.097404 | 0.091736 | 0.096559 | 0.095892 | 0.089943 | 0.089503 | 0.089188 | 0.089775 | 0.089009 | 0.088152 | 0.087203 | 0.086037 | 0.084797 | 0.083476 | 0.082084 | 0.080615 | 0.079084 | 0.077484 | 0.075823 | 0.074096 | 0.072302 | 0.070436 | 0.06851 | 0.066519 | 0.064463 | 0.062337 | 0.060154 | 0.057909 | 0.055603 | 0.05323 | 0.050805 | 0.048321 | 0.045778 | 0.04317 | 0.040511 | 0.037795 | 0.03502 | 0.032179 | 0.029288 | 0.026338 | 0.02333 | 0.020254 | 0.017696 | 0.017853
| Total | 11.2975 | 11.6184 | 11.9343 | 12.2466 | 12.5554 | 12.8603 | 13.1611 | 13.4577 | 13.75 | 14.0378 | 14.321 | 14.5892 | 14.8492 | 15.1023 | 15.3472 | 15.5819 | 15.8049 | 16.0154 | 16.222 | 16.4196 | 16.8893 | 16.9331 | 17.0329 | 17.2416 | 17.3372 | 17.4517 | 17.6081 | 17.7874 | 18.009 | 17.8744 | 17.7564 | 17.6139 | 18.3727 | 18.5572 | 18.6783 | 18.7755 | 18.8464 | 18.8741 | 17.8252 | 15.4538 | 14.1568 | 13.1048 | 12.2892 | 11.8926 | 11.6761 | 11.649 | 11.2116 | 10.7548 | 10.3997 | 10.1002 | 9.7917 | 9.4732 | 9.1575 | 8.9331 | 8.7011 | 8.4605 | 8.2127 | 7.9568 | 7.6928 | 7.4201 | 7.1403 | 6.8527 | 6.5572 | 6.2533 | 5.9427 | 5.6247 | 5.2994 | 4.966 | 4.8001 | 4.69 | 4.5727 | 4.4479 | 4.3162 | 4.1774 | 4.0313 | 3.8775 | 3.8375 | 3.8754 | 3.9131 | 3.9509 | 3.9893 | 4.0305
Slow Progression
Appliances Millions
| Year | 1970 | 1971 | 1972 | 1973 | 1974 | 1975 | 1976 | 1977 | 1978 | 1979 | 1980 | 1981 | 1982 | 1983 | 1984 | 1985 | 1986 | 1987 | 1988 | 1989 | 1990 | 1991 | 1992 | 1993 | 1994 | 1995 | 1996 | 1997 | 1998 | 1999 | 2000 | 2001 | 2002 | 2003 | 2004 | 2005 | 2006 | 2007 | 2008 | 2009 | 2010 | 2011 | 2012 | 2013 | 2014 | 2015 | 2016 | 2017 | 2018 | 2019 | 2020 | 2021 | 2022 | 2023 | 2024 | 2025 | 2026 | 2027 | 2028 | 2029 | 2030 | 2031 | 2032 | 2033 | 2034 | 2035 | 2036 | 2037 | 2038 | 2039 | 2040 | 2041 | 2042 | 2043 | 2044 | 2045 | 2046 | 2047 | 2048 | 2049 | 2050 | 2051
| Incandescent | 286.103 | 295.4978 | 304.8319 | 314.1533 | 323.4579 | 332.735 | 341.9761 | 351.1748 | 360.3221 | 369.4109 | 378.4315 | 387.0236 | 395.4158 | 403.6525 | 411.6945 | 419.4689 | 426.9194 | 433.9848 | 440.4474 | 446.5415 | 452.25 | 457.6262 | 462.6004 | 467.3615 | 471.9981 | 476.6079 | 480.9786 | 485.6977 | 490.5482 | 481.7123 | 472.9107 | 464.2185 | 455.4469 | 446.6649 | 437.8649 | 429.1227 | 420.3804 | 411.6303 | 392.5241 | 337.9764 | 242.274 | 147.452 | 78.0738 | 42.1516 | 27.633 | 23.431 | 13.86 | 4.1002 | 0 | 0 | 0 | 0 | 0 | 0 | 0 | 0 | 0 | 0 | 0 | 0 | 0 | 0 | 0 | 0 | 0 | 0 | 0 | 0 | 0 | 0 | 0 | 0 | 0 | 0 | 0 | 0 | 0 | 0 | 0 | 0 | 0 | 0
| Halogen | 0 | 0 | 0 | 0 | 0 | 0 | 0 | 0 | 0 | 0 | 0 | 0 | 0 | 0 | 0 | 0 | 0 | 0.025088 | 0.59933 | 1.2423 | 1.9442 | 2.6946 | 3.4823 | 4.2966 | 5.1268 | 5.9623 | 6.788 | 7.6004 | 8.3973 | 25.6027 | 42.8082 | 60.0136 | 77.219 | 94.4245 | 111.6299 | 128.8353 | 146.0408 | 163.2462 | 165.7018 | 168.1777 | 189.343 | 222.631 | 262.801 | 279.6031 | 289.2745 | 295.5138 | 297.1113 | 298.6142 | 299.9911 | 300.8167 | 301.5723 | 302.2479 | 302.8491 | 303.3664 | 303.8557 | 304.3064 | 304.7152 | 305.0777 | 305.3949 | 305.6633 | 305.8875 | 306.0661 | 306.2001 | 306.2897 | 306.3427 | 306.3603 | 306.3467 | 306.3033 | 306.2386 | 306.1529 | 306.0491 | 305.9271 | 305.7933 | 305.646 | 305.485 | 305.3069 | 305.1158 | 304.9076 | 304.6811 | 304.4326 | 304.1852 | 303.9349
| Strip Lighting | 19.8454 | 21.0176 | 22.1975 | 23.3793 | 24.5569 | 25.7236 | 26.8725 | 27.9964 | 29.0876 | 30.1382 | 31.1398 | 32.0841 | 32.9622 | 33.7628 | 34.4745 | 35.0855 | 35.5936 | 35.9977 | 36.3036 | 36.518 | 36.6486 | 36.7028 | 36.6864 | 36.6171 | 36.5089 | 36.3763 | 36.2105 | 36.0655 | 35.9219 | 34.4705 | 33.0192 | 31.5678 | 30.1165 | 28.6651 | 27.2138 | 25.7625 | 24.3111 | 22.8598 | 21.4084 | 19.9571 | 18.506 | 17.054 | 15.603 | 14.1517 | 12.7003 | 11.249 | 9.7005 | 8.1184 | 6.5121 | 4.8722 | 3.2129 | 1.5303 | 0 | 0 | 0 | 0 | 0 | 0 | 0 | 0 | 0 | 0 | 0 | 0 | 0 | 0 | 0 | 0 | 0 | 0 | 0 | 0 | 0 | 0 | 0 | 0 | 0 | 0 | 0 | 0 | 0 | 0
| Compact Fluorescent | 0 | 0 | 0 | 0 | 0 | 0 | 0 | 0 | 0 | 0 | 0 | 0.37788 | 0.82474 | 1.348 | 1.9514 | 2.6386 | 3.4125 | 4.2757 | 5.2309 | 6.2807 | 7.4281 | 8.6755 | 10.0252 | 11.4824 | 13.0529 | 14.7435 | 16.5521 | 18.5052 | 20.5976 | 24.9631 | 29.3285 | 33.694 | 38.0595 | 42.425 | 46.7904 | 51.1559 | 55.5214 | 59.8869 | 87.8808 | 151.3781 | 237.429 | 310.558 | 351.7857 | 383.0096 | 400.0436 | 410.2772 | 424.4512 | 438.7174 | 452.9524 | 466.5155 | 480.1067 | 493.7362 | 507.3366 | 520.9169 | 534.5663 | 548.2985 | 562.0329 | 575.7921 | 589.5729 | 603.3999 | 617.2044 | 631.0148 | 644.828 | 658.677 | 672.4986 | 686.3293 | 700.1742 | 714.0717 | 727.962 | 741.8821 | 755.8364 | 769.8626 | 783.8967 | 797.9725 | 812.0884 | 826.2737 | 840.4584 | 854.6692 | 868.9012 | 883.1826 | 897.497 | 911.8744
| LED | 0 | 0 | 0 | 0 | 0 | 0 | 0 | 0 | 0 | 0 | 0 | 0 | 0 | 0 | 0 | 0 | 0 | 0 | 0 | 0 | 0 | 0 | 0 | 0 | 0 | 0 | 0 | 0 | 0 | 0 | 0 | 0 | 0.4247 | 0.8494 | 1.6988 | 2.5482 | 3.3976 | 4.247 | 4.3109 | 4.3753 | 4.44 | 4.506 | 4.5741 | 4.6428 | 4.7122 | 4.7821 | 4.8596 | 4.9365 | 5.012 | 5.079 | 5.1454 | 5.2112 | 5.276 | 5.34 | 5.4039 | 5.4678 | 5.5313 | 5.5944 | 5.6572 | 5.7196 | 5.7816 | 5.843 | 5.9041 | 5.9648 | 6.0251 | 6.085 | 6.1446 | 6.2042 | 6.2636 | 6.3228 | 6.3821 | 6.4414 | 6.5007 | 6.56 | 6.6193 | 6.6788 | 6.7381 | 6.7973 | 6.8565 | 6.9157 | 6.975 | 7.0345
| Total | 305.9484 | 316.5154 | 327.0294 | 337.5327 | 348.0148 | 358.4586 | 368.8486 | 379.1712 | 389.4097 | 399.549 | 409.5713 | 419.4855 | 429.2028 | 438.7633 | 448.1204 | 457.193 | 465.9256 | 474.2833 | 482.5812 | 490.5826 | 498.2709 | 505.6991 | 512.7943 | 519.7576 | 526.6867 | 533.69 | 540.5292 | 547.8688 | 555.465 | 566.7486 | 578.0666 | 589.4939 | 601.2666 | 612.1795 | 625.1978 | 637.4246 | 649.6513 | 661.8701 | 671.826 | 681.8645 | 691.992 | 702.201 | 712.8376 | 723.5588 | 734.3637 | 745.253 | 749.9825 | 754.4866 | 764.4677 | 777.2834 | 790.0373 | 802.7255 | 815.4617 | 829.6233 | 843.8259 | 858.0727 | 872.2795 | 886.4642 | 900.625 | 914.7828 | 928.8734 | 942.9239 | 956.9322 | 970.9315 | 984.8664 | 998.7746 | 1012.6655 | 1026.5792 | 1040.4641 | 1054.3579 | 1068.2676 | 1082.2311 | 1096.1906 | 1110.1785 | 1124.1927 | 1138.2593 | 1152.3122 | 1166.3742 | 1180.4388 | 1194.5309 | 1208.6573 | 1222.8439
Demand TWh/yr
| Year | 1970 | 1971 | 1972 | 1973 | 1974 | 1975 | 1976 | 1977 | 1978 | 1979 | 1980 | 1981 | 1982 | 1983 | 1984 | 1985 | 1986 | 1987 | 1988 | 1989 | 1990 | 1991 | 1992 | 1993 | 1994 | 1995 | 1996 | 1997 | 1998 | 1999 | 2000 | 2001 | 2002 | 2003 | 2004 | 2005 | 2006 | 2007 | 2008 | 2009 | 2010 | 2011 | 2012 | 2013 | 2014 | 2015 | 2016 | 2017 | 2018 | 2019 | 2020 | 2021 | 2022 | 2023 | 2024 | 2025 | 2026 | 2027 | 2028 | 2029 | 2030 | 2031 | 2032 | 2033 | 2034 | 2035 | 2036 | 2037 | 2038 | 2039 | 2040 | 2041 | 2042 | 2043 | 2044 | 2045 | 2046 | 2047 | 2048 | 2049 | 2050 | 2051
| Incandescent | 10.1292 | 10.3812 | 10.6276 | 10.8704 | 11.1098 | 11.346 | 11.5792 | 11.8096 | 12.0377 | 12.2637 | 12.4879 | 12.6909 | 12.8878 | 13.0804 | 13.2681 | 13.4493 | 13.6227 | 13.7864 | 13.9283 | 14.0615 | 14.426 | 14.4255 | 14.4719 | 14.6102 | 14.6519 | 14.7091 | 14.8009 | 14.8997 | 15.0093 | 14.3968 | 13.7807 | 13.1439 | 13.1489 | 12.7076 | 12.2106 | 11.7052 | 11.1917 | 10.6629 | 9.5059 | 7.2608 | 5.0093 | 2.9115 | 1.478 | 0.78909 | 0.53242 | 0.46533 | 0.2772 | 0.082004 | 0 | 0 | 0 | 0 | 0 | 0 | 0 | 0 | 0 | 0 | 0 | 0 | 0 | 0 | 0 | 0 | 0 | 0 | 0 | 0 | 0 | 0 | 0 | 0 | 0 | 0 | 0 | 0 | 0 | 0 | 0 | 0 | 0 | 0
| Halogen | 0 | 0 | 0 | 0 | 0 | 0 | 0 | 0 | 0 | 0 | 0 | 0 | 0 | 0 | 0 | 0 | 0 | 0.0009783 | 0.023371 | 0.048443 | 0.077096 | 0.10597 | 0.13634 | 0.16857 | 0.20021 | 0.23194 | 0.2637 | 0.29467 | 0.32493 | 0.77432 | 1.2375 | 1.6996 | 2.2784 | 2.8139 | 3.3479 | 3.8767 | 4.3992 | 4.9097 | 4.8718 | 4.6087 | 5.2142 | 5.8351 | 6.1786 | 6.3901 | 6.4735 | 6.5648 | 6.3707 | 6.1716 | 5.9683 | 5.7523 | 5.5338 | 5.3121 | 5.0887 | 4.863 | 4.6361 | 4.4072 | 4.1777 | 3.947 | 3.7152 | 3.4816 | 3.2479 | 3.0133 | 2.7781 | 2.5416 | 2.3054 | 2.0688 | 1.8321 | 1.5945 | 1.5312 | 1.5308 | 1.5302 | 1.5296 | 1.529 | 1.5282 | 1.5274 | 1.5265 | 1.5256 | 1.5245 | 1.5234 | 1.5222 | 1.5209 | 1.5197
| Strip Lighting | 1.1682 | 1.2372 | 1.3067 | 1.3763 | 1.4456 | 1.5143 | 1.5819 | 1.6481 | 1.7123 | 1.7741 | 1.8331 | 1.8887 | 1.9404 | 1.9875 | 2.0294 | 2.0654 | 2.0953 | 2.1191 | 2.1371 | 2.1497 | 2.1939 | 2.1789 | 2.1683 | 2.1687 | 2.1523 | 2.1362 | 2.1236 | 2.1109 | 2.1468 | 2.0946 | 2.0383 | 1.9746 | 2.0047 | 1.9635 | 1.9082 | 1.8446 | 1.7718 | 1.688 | 1.5542 | 1.3531 | 1.2632 | 1.1871 | 1.0878 | 0.98458 | 0.87279 | 0.76865 | 0.65866 | 0.54772 | 0.43654 | 0.32451 | 0.21261 | 0.1006 | 0 | 0 | 0 | 0 | 0 | 0 | 0 | 0 | 0 | 0 | 0 | 0 | 0 | 0 | 0 | 0 | 0 | 0 | 0 | 0 | 0 | 0 | 0 | 0 | 0 | 0 | 0 | 0 | 0 | 0
| Compact Fluorescent | 0 | 0 | 0 | 0 | 0 | 0 | 0 | 0 | 0 | 0 | 0 | 0.0096215 | 0.020999 | 0.034321 | 0.049686 | 0.067183 | 0.086889 | 0.10887 | 0.13319 | 0.15992 | 0.19233 | 0.22277 | 0.25628 | 0.29414 | 0.33283 | 0.37449 | 0.41986 | 0.48221 | 0.52799 | 0.60867 | 0.6999 | 0.79594 | 0.94073 | 1.0613 | 1.1788 | 1.2943 | 1.407 | 1.5151 | 1.7959 | 2.1395 | 2.5736 | 3.0752 | 3.4548 | 3.6393 | 3.7082 | 3.7605 | 3.7974 | 3.8286 | 3.8536 | 3.8668 | 3.8742 | 3.8757 | 3.8713 | 3.8608 | 3.8448 | 3.8231 | 3.7957 | 3.7624 | 3.7233 | 3.678 | 3.6269 | 3.5698 | 3.5066 | 3.4372 | 3.3619 | 3.2807 | 3.1934 | 3.0999 | 3.0007 | 2.8955 | 2.7843 | 2.6668 | 2.5437 | 2.4145 | 2.2793 | 2.1375 | 2.1011 | 2.1367 | 2.1723 | 2.208 | 2.2437 | 2.2797
| LED | 0 | 0 | 0 | 0 | 0 | 0 | 0 | 0 | 0 | 0 | 0 | 0 | 0 | 0 | 0 | 0 | 0 | 0 | 0 | 0 | 0 | 0 | 0 | 0 | 0 | 0 | 0 | 0 | 0 | 0 | 0 | 0 | 0 | 0.010912 | 0.032799 | 0.054725 | 0.076627 | 0.098345 | 0.097404 | 0.091736 | 0.096559 | 0.095892 | 0.089943 | 0.089503 | 0.089188 | 0.089775 | 0.088961 | 0.088058 | 0.087065 | 0.085858 | 0.084578 | 0.083219 | 0.081791 | 0.080289 | 0.078727 | 0.077099 | 0.075411 | 0.07366 | 0.071845 | 0.06996 | 0.068018 | 0.066013 | 0.063946 | 0.061811 | 0.059622 | 0.057374 | 0.055068 | 0.052697 | 0.050276 | 0.0478 | 0.045268 | 0.042673 | 0.04003 | 0.037333 | 0.03458 | 0.031763 | 0.028899 | 0.02598 | 0.023005 | 0.019965 | 0.017437 | 0.017586
| Total | 11.2975 | 11.6184 | 11.9343 | 12.2466 | 12.5554 | 12.8603 | 13.1611 | 13.4577 | 13.75 | 14.0378 | 14.321 | 14.5892 | 14.8492 | 15.1023 | 15.3472 | 15.5819 | 15.8049 | 16.0154 | 16.222 | 16.4196 | 16.8893 | 16.9331 | 17.0329 | 17.2416 | 17.3372 | 17.4517 | 17.6081 | 17.7874 | 18.009 | 17.8744 | 17.7564 | 17.6139 | 18.3727 | 18.5572 | 18.6783 | 18.7755 | 18.8464 | 18.8741 | 17.8252 | 15.4538 | 14.1568 | 13.1048 | 12.2892 | 11.8926 | 11.6761 | 11.649 | 11.1929 | 10.718 | 10.3455 | 10.0295 | 9.7052 | 9.3716 | 9.0417 | 8.804 | 8.5596 | 8.3074 | 8.0488 | 7.7831 | 7.5103 | 7.2296 | 6.9428 | 6.6491 | 6.3486 | 6.0406 | 5.727 | 5.4069 | 5.0806 | 4.7471 | 4.5822 | 4.4741 | 4.3599 | 4.2392 | 4.1127 | 3.9801 | 3.8413 | 3.6958 | 3.6556 | 3.6872 | 3.7187 | 3.7501 | 3.7821 | 3.8169
Steady State
Appliances Millions
| Year | 1970 | 1971 | 1972 | 1973 | 1974 | 1975 | 1976 | 1977 | 1978 | 1979 | 1980 | 1981 | 1982 | 1983 | 1984 | 1985 | 1986 | 1987 | 1988 | 1989 | 1990 | 1991 | 1992 | 1993 | 1994 | 1995 | 1996 | 1997 | 1998 | 1999 | 2000 | 2001 | 2002 | 2003 | 2004 | 2005 | 2006 | 2007 | 2008 | 2009 | 2010 | 2011 | 2012 | 2013 | 2014 | 2015 | 2016 | 2017 | 2018 | 2019 | 2020 | 2021 | 2022 | 2023 | 2024 | 2025 | 2026 | 2027 | 2028 | 2029 | 2030 | 2031 | 2032 | 2033 | 2034 | 2035 | 2036 | 2037 | 2038 | 2039 | 2040 | 2041 | 2042 | 2043 | 2044 | 2045 | 2046 | 2047 | 2048 | 2049 | 2050 | 2051
| Incandescent | 286.103 | 295.4978 | 304.8319 | 314.1533 | 323.4579 | 332.735 | 341.9761 | 351.1748 | 360.3221 | 369.4109 | 378.4315 | 387.0236 | 395.4158 | 403.6525 | 411.6945 | 419.4689 | 426.9194 | 433.9848 | 440.4474 | 446.5415 | 452.25 | 457.6262 | 462.6004 | 467.3615 | 471.9981 | 476.6079 | 480.9786 | 485.6977 | 490.5482 | 481.7123 | 472.9107 | 464.2185 | 455.4469 | 446.6649 | 437.8649 | 429.1227 | 420.3804 | 411.6303 | 392.5241 | 337.9764 | 242.274 | 147.452 | 78.0738 | 42.1516 | 27.633 | 23.431 | 13.86 | 4.1002 | 0 | 0 | 0 | 0 | 0 | 0 | 0 | 0 | 0 | 0 | 0 | 0 | 0 | 0 | 0 | 0 | 0 | 0 | 0 | 0 | 0 | 0 | 0 | 0 | 0 | 0 | 0 | 0 | 0 | 0 | 0 | 0 | 0 | 0
| Halogen | 0 | 0 | 0 | 0 | 0 | 0 | 0 | 0 | 0 | 0 | 0 | 0 | 0 | 0 | 0 | 0 | 0 | 0.025088 | 0.59933 | 1.2423 | 1.9442 | 2.6946 | 3.4823 | 4.2966 | 5.1268 | 5.9623 | 6.788 | 7.6004 | 8.3973 | 25.6027 | 42.8082 | 60.0136 | 77.219 | 94.4245 | 111.6299 | 128.8353 | 146.0408 | 163.2462 | 165.7018 | 168.1777 | 189.343 | 222.631 | 262.801 | 279.6031 | 289.2745 | 295.5138 | 297.1113 | 298.6142 | 299.9911 | 300.8167 | 301.5723 | 302.2479 | 302.8491 | 303.3664 | 303.8557 | 304.3064 | 304.7152 | 305.0777 | 305.3949 | 305.6633 | 305.8875 | 306.0661 | 306.2001 | 306.2897 | 306.3427 | 306.3603 | 306.3467 | 306.3033 | 306.2386 | 306.1529 | 306.0491 | 305.9271 | 305.7933 | 305.646 | 305.485 | 305.3069 | 305.1158 | 304.9076 | 304.6811 | 304.4326 | 304.1852 | 303.9349
| Strip Lighting | 19.8454 | 21.0176 | 22.1975 | 23.3793 | 24.5569 | 25.7236 | 26.8725 | 27.9964 | 29.0876 | 30.1382 | 31.1398 | 32.0841 | 32.9622 | 33.7628 | 34.4745 | 35.0855 | 35.5936 | 35.9977 | 36.3036 | 36.518 | 36.6486 | 36.7028 | 36.6864 | 36.6171 | 36.5089 | 36.3763 | 36.2105 | 36.0655 | 35.9219 | 34.4705 | 33.0192 | 31.5678 | 30.1165 | 28.6651 | 27.2138 | 25.7625 | 24.3111 | 22.8598 | 21.4084 | 19.9571 | 18.506 | 17.054 | 15.603 | 14.1517 | 12.7003 | 11.249 | 9.7005 | 8.1184 | 6.5121 | 4.8722 | 3.2129 | 1.5303 | 0 | 0 | 0 | 0 | 0 | 0 | 0 | 0 | 0 | 0 | 0 | 0 | 0 | 0 | 0 | 0 | 0 | 0 | 0 | 0 | 0 | 0 | 0 | 0 | 0 | 0 | 0 | 0 | 0 | 0
| Compact Fluorescent | 0 | 0 | 0 | 0 | 0 | 0 | 0 | 0 | 0 | 0 | 0 | 0.37788 | 0.82474 | 1.348 | 1.9514 | 2.6386 | 3.4125 | 4.2757 | 5.2309 | 6.2807 | 7.4281 | 8.6755 | 10.0252 | 11.4824 | 13.0529 | 14.7435 | 16.5521 | 18.5052 | 20.5976 | 24.9631 | 29.3285 | 33.694 | 38.0595 | 42.425 | 46.7904 | 51.1559 | 55.5214 | 59.8869 | 87.8808 | 151.3781 | 237.429 | 310.558 | 351.7857 | 383.0096 | 400.0436 | 410.2772 | 422.3689 | 434.5137 | 446.6025 | 458.0029 | 469.4097 | 480.8287 | 492.2058 | 503.546 | 514.9364 | 526.3859 | 537.8271 | 549.2775 | 560.7349 | 572.2185 | 583.6729 | 595.1213 | 606.5611 | 618.0197 | 629.4469 | 640.873 | 652.3033 | 663.7698 | 675.2252 | 686.7002 | 698.199 | 709.7528 | 721.3102 | 732.8989 | 744.5174 | 756.189 | 767.8569 | 779.5424 | 791.2409 | 802.9748 | 814.7364 | 826.5492
| LED | 0 | 0 | 0 | 0 | 0 | 0 | 0 | 0 | 0 | 0 | 0 | 0 | 0 | 0 | 0 | 0 | 0 | 0 | 0 | 0 | 0 | 0 | 0 | 0 | 0 | 0 | 0 | 0 | 0 | 0 | 0 | 0 | 0.4247 | 0.8494 | 1.6988 | 2.5482 | 3.3976 | 4.247 | 4.3109 | 4.3753 | 4.44 | 4.506 | 4.5741 | 4.6428 | 4.7122 | 4.7821 | 4.857 | 4.9312 | 5.0041 | 5.0684 | 5.132 | 5.195 | 5.2571 | 5.3183 | 5.3794 | 5.4405 | 5.5011 | 5.5613 | 5.6212 | 5.6807 | 5.7397 | 5.7982 | 5.8563 | 5.9141 | 5.9713 | 6.0282 | 6.0849 | 6.1414 | 6.1978 | 6.254 | 6.3101 | 6.3664 | 6.4225 | 6.4787 | 6.535 | 6.5913 | 6.6475 | 6.7036 | 6.7596 | 6.8156 | 6.8717 | 6.9281
| Total | 305.9484 | 316.5154 | 327.0294 | 337.5327 | 348.0148 | 358.4586 | 368.8486 | 379.1712 | 389.4097 | 399.549 | 409.5713 | 419.4855 | 429.2028 | 438.7633 | 448.1204 | 457.193 | 465.9256 | 474.2833 | 482.5812 | 490.5826 | 498.2709 | 505.6991 | 512.7943 | 519.7576 | 526.6867 | 533.69 | 540.5292 | 547.8688 | 555.465 | 566.7486 | 578.0666 | 589.4939 | 601.2666 | 612.1795 | 625.1978 | 637.4246 | 649.6513 | 661.8701 | 671.826 | 681.8645 | 691.992 | 702.201 | 712.8376 | 723.5588 | 734.3637 | 745.253 | 747.8976 | 750.2777 | 758.1098 | 768.7602 | 779.3269 | 789.8019 | 800.3121 | 812.2307 | 824.1715 | 836.1327 | 848.0434 | 859.9166 | 871.751 | 883.5626 | 895.3001 | 906.9856 | 918.6175 | 930.2235 | 941.7609 | 953.2615 | 964.7348 | 976.2145 | 987.6615 | 999.1071 | 1010.5582 | 1022.0462 | 1033.526 | 1045.0236 | 1056.5373 | 1068.0871 | 1079.6202 | 1091.1536 | 1102.6816 | 1114.223 | 1125.7933 | 1137.4121
Demand TWh/yr
| Year | 1970 | 1971 | 1972 | 1973 | 1974 | 1975 | 1976 | 1977 | 1978 | 1979 | 1980 | 1981 | 1982 | 1983 | 1984 | 1985 | 1986 | 1987 | 1988 | 1989 | 1990 | 1991 | 1992 | 1993 | 1994 | 1995 | 1996 | 1997 | 1998 | 1999 | 2000 | 2001 | 2002 | 2003 | 2004 | 2005 | 2006 | 2007 | 2008 | 2009 | 2010 | 2011 | 2012 | 2013 | 2014 | 2015 | 2016 | 2017 | 2018 | 2019 | 2020 | 2021 | 2022 | 2023 | 2024 | 2025 | 2026 | 2027 | 2028 | 2029 | 2030 | 2031 | 2032 | 2033 | 2034 | 2035 | 2036 | 2037 | 2038 | 2039 | 2040 | 2041 | 2042 | 2043 | 2044 | 2045 | 2046 | 2047 | 2048 | 2049 | 2050 | 2051
| Incandescent | 10.1292 | 10.3812 | 10.6276 | 10.8704 | 11.1098 | 11.346 | 11.5792 | 11.8096 | 12.0377 | 12.2637 | 12.4879 | 12.6909 | 12.8878 | 13.0804 | 13.2681 | 13.4493 | 13.6227 | 13.7864 | 13.9283 | 14.0615 | 14.426 | 14.4255 | 14.4719 | 14.6102 | 14.6519 | 14.7091 | 14.8009 | 14.8997 | 15.0093 | 14.3968 | 13.7807 | 13.1439 | 13.1489 | 12.7076 | 12.2106 | 11.7052 | 11.1917 | 10.6629 | 9.5059 | 7.2608 | 5.0093 | 2.9115 | 1.478 | 0.78909 | 0.53242 | 0.46533 | 0.2772 | 0.082004 | 0 | 0 | 0 | 0 | 0 | 0 | 0 | 0 | 0 | 0 | 0 | 0 | 0 | 0 | 0 | 0 | 0 | 0 | 0 | 0 | 0 | 0 | 0 | 0 | 0 | 0 | 0 | 0 | 0 | 0 | 0 | 0 | 0 | 0
| Halogen | 0 | 0 | 0 | 0 | 0 | 0 | 0 | 0 | 0 | 0 | 0 | 0 | 0 | 0 | 0 | 0 | 0 | 0.0009783 | 0.023371 | 0.048443 | 0.077096 | 0.10597 | 0.13634 | 0.16857 | 0.20021 | 0.23194 | 0.2637 | 0.29467 | 0.32493 | 0.77432 | 1.2375 | 1.6996 | 2.2784 | 2.8139 | 3.3479 | 3.8767 | 4.3992 | 4.9097 | 4.8718 | 4.6087 | 5.2142 | 5.8351 | 6.1786 | 6.3901 | 6.4735 | 6.5648 | 6.4707 | 6.3729 | 6.2715 | 6.1575 | 6.0415 | 5.9229 | 5.8026 | 5.6802 | 5.5569 | 5.4321 | 5.3065 | 5.1798 | 5.052 | 4.9228 | 4.7931 | 4.6624 | 4.5309 | 4.3983 | 4.2655 | 4.1322 | 3.9984 | 3.8639 | 3.7296 | 3.595 | 3.4603 | 3.3252 | 3.1904 | 3.0556 | 2.9208 | 2.7856 | 2.6508 | 2.516 | 2.3813 | 2.2463 | 2.1118 | 1.9775
| Strip Lighting | 1.1682 | 1.2372 | 1.3067 | 1.3763 | 1.4456 | 1.5143 | 1.5819 | 1.6481 | 1.7123 | 1.7741 | 1.8331 | 1.8887 | 1.9404 | 1.9875 | 2.0294 | 2.0654 | 2.0953 | 2.1191 | 2.1371 | 2.1497 | 2.1939 | 2.1789 | 2.1683 | 2.1687 | 2.1523 | 2.1362 | 2.1236 | 2.1109 | 2.1468 | 2.0946 | 2.0383 | 1.9746 | 2.0047 | 1.9635 | 1.9082 | 1.8446 | 1.7718 | 1.688 | 1.5542 | 1.3531 | 1.2632 | 1.1871 | 1.0878 | 0.98458 | 0.87279 | 0.76865 | 0.6594 | 0.54896 | 0.43803 | 0.326 | 0.21383 | 0.1013 | 0 | 0 | 0 | 0 | 0 | 0 | 0 | 0 | 0 | 0 | 0 | 0 | 0 | 0 | 0 | 0 | 0 | 0 | 0 | 0 | 0 | 0 | 0 | 0 | 0 | 0 | 0 | 0 | 0 | 0
| Compact Fluorescent | 0 | 0 | 0 | 0 | 0 | 0 | 0 | 0 | 0 | 0 | 0 | 0.0096215 | 0.020999 | 0.034321 | 0.049686 | 0.067183 | 0.086889 | 0.10887 | 0.13319 | 0.15992 | 0.19233 | 0.22277 | 0.25628 | 0.29414 | 0.33283 | 0.37449 | 0.41986 | 0.48221 | 0.52799 | 0.60867 | 0.6999 | 0.79594 | 0.94073 | 1.0613 | 1.1788 | 1.2943 | 1.407 | 1.5151 | 1.7959 | 2.1395 | 2.5736 | 3.0752 | 3.4548 | 3.6393 | 3.7082 | 3.7605 | 3.7859 | 3.8066 | 3.8222 | 3.8271 | 3.8275 | 3.8231 | 3.814 | 3.8 | 3.7818 | 3.7591 | 3.7321 | 3.7004 | 3.6642 | 3.6232 | 3.5776 | 3.5274 | 3.4726 | 3.4128 | 3.3486 | 3.2798 | 3.2063 | 3.128 | 3.0455 | 2.9583 | 2.8666 | 2.7701 | 2.6693 | 2.564 | 2.454 | 2.3391 | 2.2199 | 2.096 | 1.9781 | 2.0074 | 2.0368 | 2.0664
| LED | 0 | 0 | 0 | 0 | 0 | 0 | 0 | 0 | 0 | 0 | 0 | 0 | 0 | 0 | 0 | 0 | 0 | 0 | 0 | 0 | 0 | 0 | 0 | 0 | 0 | 0 | 0 | 0 | 0 | 0 | 0 | 0 | 0 | 0.010912 | 0.032799 | 0.054725 | 0.076627 | 0.098345 | 0.097404 | 0.091736 | 0.096559 | 0.095892 | 0.089943 | 0.089503 | 0.089188 | 0.089775 | 0.089715 | 0.089594 | 0.089407 | 0.089025 | 0.088594 | 0.088109 | 0.087575 | 0.086988 | 0.086363 | 0.085697 | 0.084991 | 0.084242 | 0.083452 | 0.082616 | 0.081741 | 0.080824 | 0.079865 | 0.078862 | 0.077823 | 0.076745 | 0.075629 | 0.074473 | 0.073284 | 0.07206 | 0.070802 | 0.069506 | 0.06818 | 0.066821 | 0.065428 | 0.063996 | 0.062535 | 0.061039 | 0.059508 | 0.057937 | 0.05634 | 0.05471
| Total | 11.2975 | 11.6184 | 11.9343 | 12.2466 | 12.5554 | 12.8603 | 13.1611 | 13.4577 | 13.75 | 14.0378 | 14.321 | 14.5892 | 14.8492 | 15.1023 | 15.3472 | 15.5819 | 15.8049 | 16.0154 | 16.222 | 16.4196 | 16.8893 | 16.9331 | 17.0329 | 17.2416 | 17.3372 | 17.4517 | 17.6081 | 17.7874 | 18.009 | 17.8744 | 17.7564 | 17.6139 | 18.3727 | 18.5572 | 18.6783 | 18.7755 | 18.8464 | 18.8741 | 17.8252 | 15.4538 | 14.1568 | 13.1048 | 12.2892 | 11.8926 | 11.6761 | 11.649 | 11.2829 | 10.9001 | 10.6211 | 10.3997 | 10.1714 | 9.9354 | 9.7042 | 9.5672 | 9.4251 | 9.2769 | 9.1236 | 8.9645 | 8.7997 | 8.6286 | 8.4524 | 8.2707 | 8.0833 | 7.89 | 7.6919 | 7.4887 | 7.2803 | 7.0664 | 6.8483 | 6.6254 | 6.3978 | 6.1648 | 5.9279 | 5.6864 | 5.4402 | 5.1887 | 4.9332 | 4.6731 | 4.4189 | 4.3116 | 4.205 | 4.0986
Consumer Power
Appliances Millions
| Year | 1970 | 1971 | 1972 | 1973 | 1974 | 1975 | 1976 | 1977 | 1978 | 1979 | 1980 | 1981 | 1982 | 1983 | 1984 | 1985 | 1986 | 1987 | 1988 | 1989 | 1990 | 1991 | 1992 | 1993 | 1994 | 1995 | 1996 | 1997 | 1998 | 1999 | 2000 | 2001 | 2002 | 2003 | 2004 | 2005 | 2006 | 2007 | 2008 | 2009 | 2010 | 2011 | 2012 | 2013 | 2014 | 2015 | 2016 | 2017 | 2018 | 2019 | 2020 | 2021 | 2022 | 2023 | 2024 | 2025 | 2026 | 2027 | 2028 | 2029 | 2030 | 2031 | 2032 | 2033 | 2034 | 2035 | 2036 | 2037 | 2038 | 2039 | 2040 | 2041 | 2042 | 2043 | 2044 | 2045 | 2046 | 2047 | 2048 | 2049 | 2050 | 2051
| Incandescent | 286.103 | 295.4978 | 304.8319 | 314.1533 | 323.4579 | 332.735 | 341.9761 | 351.1748 | 360.3221 | 369.4109 | 378.4315 | 387.0236 | 395.4158 | 403.6525 | 411.6945 | 419.4689 | 426.9194 | 433.9848 | 440.4474 | 446.5415 | 452.25 | 457.6262 | 462.6004 | 467.3615 | 471.9981 | 476.6079 | 480.9786 | 485.6977 | 490.5482 | 481.7123 | 472.9107 | 464.2185 | 455.4469 | 446.6649 | 437.8649 | 429.1227 | 420.3804 | 411.6303 | 392.5241 | 337.9764 | 242.274 | 147.452 | 78.0738 | 42.1516 | 27.633 | 23.431 | 13.86 | 4.1002 | 0 | 0 | 0 | 0 | 0 | 0 | 0 | 0 | 0 | 0 | 0 | 0 | 0 | 0 | 0 | 0 | 0 | 0 | 0 | 0 | 0 | 0 | 0 | 0 | 0 | 0 | 0 | 0 | 0 | 0 | 0 | 0 | 0 | 0
| Halogen | 0 | 0 | 0 | 0 | 0 | 0 | 0 | 0 | 0 | 0 | 0 | 0 | 0 | 0 | 0 | 0 | 0 | 0.025088 | 0.59933 | 1.2423 | 1.9442 | 2.6946 | 3.4823 | 4.2966 | 5.1268 | 5.9623 | 6.788 | 7.6004 | 8.3973 | 25.6027 | 42.8082 | 60.0136 | 77.219 | 94.4245 | 111.6299 | 128.8353 | 146.0408 | 163.2462 | 165.7018 | 168.1777 | 189.343 | 222.631 | 262.801 | 279.6031 | 289.2745 | 295.5138 | 310.5164 | 325.675 | 340.8687 | 355.616 | 370.4337 | 385.339 | 400.2529 | 415.1911 | 430.2223 | 445.3679 | 460.5393 | 475.7641 | 491.0384 | 506.3918 | 521.7444 | 537.1291 | 552.5418 | 568.0192 | 583.4864 | 598.9834 | 614.5138 | 630.1197 | 645.7293 | 661.3841 | 677.0873 | 692.8812 | 708.6906 | 724.5543 | 740.4705 | 756.4741 | 772.4841 | 788.533 | 804.6158 | 820.7663 | 836.9533 | 853.2123
| Strip Lighting | 19.8454 | 21.0176 | 22.1975 | 23.3793 | 24.5569 | 25.7236 | 26.8725 | 27.9964 | 29.0876 | 30.1382 | 31.1398 | 32.0841 | 32.9622 | 33.7628 | 34.4745 | 35.0855 | 35.5936 | 35.9977 | 36.3036 | 36.518 | 36.6486 | 36.7028 | 36.6864 | 36.6171 | 36.5089 | 36.3763 | 36.2105 | 36.0655 | 35.9219 | 34.4705 | 33.0192 | 31.5678 | 30.1165 | 28.6651 | 27.2138 | 25.7625 | 24.3111 | 22.8598 | 21.4084 | 19.9571 | 18.506 | 17.054 | 15.603 | 14.1517 | 12.7003 | 11.249 | 9.7005 | 8.1184 | 6.5121 | 4.8722 | 3.2129 | 1.5303 | 0 | 0 | 0 | 0 | 0 | 0 | 0 | 0 | 0 | 0 | 0 | 0 | 0 | 0 | 0 | 0 | 0 | 0 | 0 | 0 | 0 | 0 | 0 | 0 | 0 | 0 | 0 | 0 | 0 | 0
| Compact Fluorescent | 0 | 0 | 0 | 0 | 0 | 0 | 0 | 0 | 0 | 0 | 0 | 0.37788 | 0.82474 | 1.348 | 1.9514 | 2.6386 | 3.4125 | 4.2757 | 5.2309 | 6.2807 | 7.4281 | 8.6755 | 10.0252 | 11.4824 | 13.0529 | 14.7435 | 16.5521 | 18.5052 | 20.5976 | 24.9631 | 29.3285 | 33.694 | 38.0595 | 42.425 | 46.7904 | 51.1559 | 55.5214 | 59.8869 | 87.8808 | 151.3781 | 237.429 | 310.558 | 351.7857 | 383.0096 | 400.0436 | 410.2772 | 422.3689 | 434.5137 | 446.6025 | 458.0029 | 469.4097 | 480.8287 | 492.2058 | 503.546 | 514.9364 | 526.3859 | 537.8271 | 549.2775 | 560.7349 | 572.2185 | 583.6729 | 595.1213 | 606.5611 | 618.0197 | 629.4469 | 640.873 | 652.3033 | 663.7698 | 675.2252 | 686.7002 | 698.199 | 709.7528 | 721.3102 | 732.8989 | 744.5174 | 756.189 | 767.8569 | 779.5424 | 791.2409 | 802.9748 | 814.7364 | 826.5492
| LED | 0 | 0 | 0 | 0 | 0 | 0 | 0 | 0 | 0 | 0 | 0 | 0 | 0 | 0 | 0 | 0 | 0 | 0 | 0 | 0 | 0 | 0 | 0 | 0 | 0 | 0 | 0 | 0 | 0 | 0 | 0 | 0 | 0.4247 | 0.8494 | 1.6988 | 2.5482 | 3.3976 | 4.247 | 4.3109 | 4.3753 | 4.44 | 4.506 | 4.5741 | 4.6428 | 4.7122 | 4.7821 | 4.8622 | 4.9417 | 5.0199 | 5.0896 | 5.1587 | 5.2273 | 5.2949 | 5.3616 | 5.4284 | 5.4952 | 5.5615 | 5.6275 | 5.6932 | 5.7586 | 5.8234 | 5.8878 | 5.9518 | 6.0156 | 6.0788 | 6.1417 | 6.2044 | 6.267 | 6.3294 | 6.3917 | 6.454 | 6.5164 | 6.5788 | 6.6412 | 6.7036 | 6.7662 | 6.8287 | 6.8911 | 6.9534 | 7.0158 | 7.0783 | 7.141
| Total | 305.9484 | 316.5154 | 327.0294 | 337.5327 | 348.0148 | 358.4586 | 368.8486 | 379.1712 | 389.4097 | 399.549 | 409.5713 | 419.4855 | 429.2028 | 438.7633 | 448.1204 | 457.193 | 465.9256 | 474.2833 | 482.5812 | 490.5826 | 498.2709 | 505.6991 | 512.7943 | 519.7576 | 526.6867 | 533.69 | 540.5292 | 547.8688 | 555.465 | 566.7486 | 578.0666 | 589.4939 | 601.2666 | 612.1795 | 625.1978 | 637.4246 | 649.6513 | 661.8701 | 671.826 | 681.8645 | 691.992 | 702.201 | 712.8376 | 723.5588 | 734.3637 | 745.253 | 761.3079 | 777.349 | 799.0032 | 823.5807 | 848.215 | 872.9253 | 897.7536 | 924.0987 | 950.5871 | 977.2489 | 1003.9279 | 1030.6691 | 1057.4665 | 1084.3689 | 1111.2408 | 1138.1382 | 1165.0547 | 1192.0544 | 1219.0121 | 1245.9981 | 1273.0214 | 1300.1565 | 1327.2839 | 1354.4759 | 1381.7403 | 1409.1504 | 1436.5796 | 1464.0944 | 1491.6915 | 1519.4293 | 1547.1697 | 1574.9665 | 1602.8102 | 1630.7569 | 1658.7679 | 1686.9025
Demand TWh/yr
| Year | 1970 | 1971 | 1972 | 1973 | 1974 | 1975 | 1976 | 1977 | 1978 | 1979 | 1980 | 1981 | 1982 | 1983 | 1984 | 1985 | 1986 | 1987 | 1988 | 1989 | 1990 | 1991 | 1992 | 1993 | 1994 | 1995 | 1996 | 1997 | 1998 | 1999 | 2000 | 2001 | 2002 | 2003 | 2004 | 2005 | 2006 | 2007 | 2008 | 2009 | 2010 | 2011 | 2012 | 2013 | 2014 | 2015 | 2016 | 2017 | 2018 | 2019 | 2020 | 2021 | 2022 | 2023 | 2024 | 2025 | 2026 | 2027 | 2028 | 2029 | 2030 | 2031 | 2032 | 2033 | 2034 | 2035 | 2036 | 2037 | 2038 | 2039 | 2040 | 2041 | 2042 | 2043 | 2044 | 2045 | 2046 | 2047 | 2048 | 2049 | 2050 | 2051
| Incandescent | 10.1292 | 10.3812 | 10.6276 | 10.8704 | 11.1098 | 11.346 | 11.5792 | 11.8096 | 12.0377 | 12.2637 | 12.4879 | 12.6909 | 12.8878 | 13.0804 | 13.2681 | 13.4493 | 13.6227 | 13.7864 | 13.9283 | 14.0615 | 14.426 | 14.4255 | 14.4719 | 14.6102 | 14.6519 | 14.7091 | 14.8009 | 14.8997 | 15.0093 | 14.3968 | 13.7807 | 13.1439 | 13.1489 | 12.7076 | 12.2106 | 11.7052 | 11.1917 | 10.6629 | 9.5059 | 7.2608 | 5.0093 | 2.9115 | 1.478 | 0.78909 | 0.53242 | 0.46533 | 0.2772 | 0.082004 | 0 | 0 | 0 | 0 | 0 | 0 | 0 | 0 | 0 | 0 | 0 | 0 | 0 | 0 | 0 | 0 | 0 | 0 | 0 | 0 | 0 | 0 | 0 | 0 | 0 | 0 | 0 | 0 | 0 | 0 | 0 | 0 | 0 | 0
| Halogen | 0 | 0 | 0 | 0 | 0 | 0 | 0 | 0 | 0 | 0 | 0 | 0 | 0 | 0 | 0 | 0 | 0 | 0.0009783 | 0.023371 | 0.048443 | 0.077096 | 0.10597 | 0.13634 | 0.16857 | 0.20021 | 0.23194 | 0.2637 | 0.29467 | 0.32493 | 0.77432 | 1.2375 | 1.6996 | 2.2784 | 2.8139 | 3.3479 | 3.8767 | 4.3992 | 4.9097 | 4.8718 | 4.6087 | 5.2142 | 5.8351 | 6.1786 | 6.3901 | 6.4735 | 6.5648 | 6.7627 | 6.9504 | 7.126 | 7.2792 | 7.421 | 7.5511 | 7.6689 | 7.7741 | 7.8679 | 7.9502 | 8.0202 | 8.0778 | 8.1231 | 8.1556 | 8.1754 | 8.1822 | 8.1761 | 8.1568 | 8.1244 | 8.079 | 8.0206 | 7.9487 | 7.8641 | 7.7663 | 7.6555 | 7.5311 | 7.3939 | 7.2435 | 7.0797 | 6.902 | 6.7112 | 6.5068 | 6.2887 | 6.056 | 5.8105 | 5.5514
| Strip Lighting | 1.1682 | 1.2372 | 1.3067 | 1.3763 | 1.4456 | 1.5143 | 1.5819 | 1.6481 | 1.7123 | 1.7741 | 1.8331 | 1.8887 | 1.9404 | 1.9875 | 2.0294 | 2.0654 | 2.0953 | 2.1191 | 2.1371 | 2.1497 | 2.1939 | 2.1789 | 2.1683 | 2.1687 | 2.1523 | 2.1362 | 2.1236 | 2.1109 | 2.1468 | 2.0946 | 2.0383 | 1.9746 | 2.0047 | 1.9635 | 1.9082 | 1.8446 | 1.7718 | 1.688 | 1.5542 | 1.3531 | 1.2632 | 1.1871 | 1.0878 | 0.98458 | 0.87279 | 0.76865 | 0.66014 | 0.5502 | 0.43952 | 0.32748 | 0.21506 | 0.102 | 0 | 0 | 0 | 0 | 0 | 0 | 0 | 0 | 0 | 0 | 0 | 0 | 0 | 0 | 0 | 0 | 0 | 0 | 0 | 0 | 0 | 0 | 0 | 0 | 0 | 0 | 0 | 0 | 0 | 0
| Compact Fluorescent | 0 | 0 | 0 | 0 | 0 | 0 | 0 | 0 | 0 | 0 | 0 | 0.0096215 | 0.020999 | 0.034321 | 0.049686 | 0.067183 | 0.086889 | 0.10887 | 0.13319 | 0.15992 | 0.19233 | 0.22277 | 0.25628 | 0.29414 | 0.33283 | 0.37449 | 0.41986 | 0.48221 | 0.52799 | 0.60867 | 0.6999 | 0.79594 | 0.94073 | 1.0613 | 1.1788 | 1.2943 | 1.407 | 1.5151 | 1.7959 | 2.1395 | 2.5736 | 3.0752 | 3.4548 | 3.6393 | 3.7082 | 3.7605 | 3.793 | 3.8213 | 3.8448 | 3.858 | 3.8671 | 3.8718 | 3.8721 | 3.868 | 3.86 | 3.848 | 3.8319 | 3.8117 | 3.7872 | 3.7584 | 3.7254 | 3.6881 | 3.6466 | 3.6006 | 3.5505 | 3.4961 | 3.4375 | 3.3745 | 3.3076 | 3.2365 | 3.1612 | 3.0816 | 2.998 | 2.9103 | 2.8184 | 2.722 | 2.6217 | 2.5171 | 2.4081 | 2.2946 | 2.1771 | 2.0664
| LED | 0 | 0 | 0 | 0 | 0 | 0 | 0 | 0 | 0 | 0 | 0 | 0 | 0 | 0 | 0 | 0 | 0 | 0 | 0 | 0 | 0 | 0 | 0 | 0 | 0 | 0 | 0 | 0 | 0 | 0 | 0 | 0 | 0 | 0.010912 | 0.032799 | 0.054725 | 0.076627 | 0.098345 | 0.097404 | 0.091736 | 0.096559 | 0.095892 | 0.089943 | 0.089503 | 0.089188 | 0.089775 | 0.090613 | 0.091418 | 0.092177 | 0.09276 | 0.093313 | 0.093835 | 0.094324 | 0.094779 | 0.095216 | 0.095632 | 0.096025 | 0.096395 | 0.09674 | 0.09706 | 0.097356 | 0.097626 | 0.097873 | 0.098094 | 0.098293 | 0.09847 | 0.098625 | 0.09876 | 0.098876 | 0.098975 | 0.099055 | 0.099119 | 0.099166 | 0.099198 | 0.099213 | 0.09921 | 0.099191 | 0.099154 | 0.099099 | 0.099024 | 0.098937 | 0.098836
| Total | 11.2975 | 11.6184 | 11.9343 | 12.2466 | 12.5554 | 12.8603 | 13.1611 | 13.4577 | 13.75 | 14.0378 | 14.321 | 14.5892 | 14.8492 | 15.1023 | 15.3472 | 15.5819 | 15.8049 | 16.0154 | 16.222 | 16.4196 | 16.8893 | 16.9331 | 17.0329 | 17.2416 | 17.3372 | 17.4517 | 17.6081 | 17.7874 | 18.009 | 17.8744 | 17.7564 | 17.6139 | 18.3727 | 18.5572 | 18.6783 | 18.7755 | 18.8464 | 18.8741 | 17.8252 | 15.4538 | 14.1568 | 13.1048 | 12.2892 | 11.8926 | 11.6761 | 11.649 | 11.5836 | 11.4953 | 11.5025 | 11.5575 | 11.5965 | 11.6188 | 11.6353 | 11.7368 | 11.8231 | 11.8938 | 11.9481 | 11.9859 | 12.007 | 12.0111 | 11.9982 | 11.968 | 11.9206 | 11.8554 | 11.7732 | 11.6736 | 11.5567 | 11.422 | 11.2705 | 11.1018 | 10.9158 | 10.7118 | 10.4911 | 10.253 | 9.9974 | 9.7232 | 9.4321 | 9.123 | 8.7959 | 8.4496 | 8.0866 | 7.7166

## PD13
Electricity: Residential Power Supply Units
Power Supply Units, mobile phones, wifi routers, tablets
Historic Source to 2015: Energy Consumption in the UK, Communications Market Report
Source 2016 Onwards: National Grid Scenarios
Data on an annual calendar year basis. Non PSU data based on assumptions
Millions of Appliances
| Year | 1970 | 1971 | 1972 | 1973 | 1974 | 1975 | 1976 | 1977 | 1978 | 1979 | 1980 | 1981 | 1982 | 1983 | 1984 | 1985 | 1986 | 1987 | 1988 | 1989 | 1990 | 1991 | 1992 | 1993 | 1994 | 1995 | 1996 | 1997 | 1998 | 1999 | 2000 | 2001 | 2002 | 2003 | 2004 | 2005 | 2006 | 2007 | 2008 | 2009 | 2010 | 2011 | 2012 | 2013 | 2014 | 2015 | 2016 | 2017 | 2018 | 2019 | 2020 | 2021 | 2022 | 2023 | 2024 | 2025 | 2026 | 2027 | 2028 | 2029 | 2030 | 2031 | 2032 | 2033 | 2034 | 2035 | 2036 | 2037 | 2038 | 2039 | 2040 | 2041 | 2042 | 2043 | 2044 | 2045 | 2046 | 2047 | 2048 | 2049 | 2050 | 2051
| Two Degrees | 13.9817 | 14.4817 | 14.9817 | 15.4817 | 15.9817 | 16.4817 | 16.9817 | 18.8729 | 20.7664 | 22.6621 | 24.5635 | 26.4705 | 28.3814 | 30.2945 | 31.8621 | 33.2602 | 34.5795 | 35.8033 | 37.0137 | 38.1436 | 39.225 | 42.0708 | 46.0289 | 51.1102 | 57.1802 | 64.1072 | 71.7579 | 79.9997 | 88.6995 | 97.3516 | 105.8014 | 114.7031 | 124.939 | 135.4454 | 146.1867 | 157.4963 | 165.6493 | 173.1148 | 178.9815 | 184.9264 | 189.941 | 194.764 | 199.3817 | 202.6207 | 205.631 | 208.4854 | 216.7266 | 225.0341 | 230.4568 | 237.5805 | 244.7209 | 251.8837 | 259.0332 | 266.1744 | 268.5912 | 270.5429 | 272.4666 | 274.3621 | 276.2298 | 278.0702 | 279.8781 | 281.6561 | 283.4044 | 285.1271 | 286.8219 | 288.494 | 290.1468 | 291.7859 | 293.4098 | 295.0232 | 296.6284 | 298.23 | 299.8247 | 301.4153 | 303.0014 | 304.5844 | 306.1586 | 307.7245 | 309.2805 | 310.8277 | 312.3796 | 313.9371
| Slow Progression | 13.9817 | 14.4817 | 14.9817 | 15.4817 | 15.9817 | 16.4817 | 16.9817 | 18.8729 | 20.7664 | 22.6621 | 24.5635 | 26.4705 | 28.3814 | 30.2945 | 31.8621 | 33.2602 | 34.5795 | 35.8033 | 37.0137 | 38.1436 | 39.225 | 42.0708 | 46.0289 | 51.1102 | 57.1802 | 64.1072 | 71.7579 | 79.9997 | 88.6995 | 97.3516 | 105.8014 | 114.7031 | 124.939 | 135.4454 | 146.1867 | 157.4963 | 165.6493 | 173.1148 | 178.9815 | 184.9264 | 189.941 | 194.764 | 199.3817 | 202.6207 | 205.631 | 208.4854 | 213.6912 | 218.9065 | 222.7205 | 224.4665 | 225.2358 | 225.9481 | 226.6063 | 227.2037 | 227.7821 | 228.3341 | 228.8559 | 229.3447 | 229.8013 | 230.2234 | 230.6133 | 230.9705 | 231.2956 | 231.5893 | 231.8562 | 232.0977 | 232.3169 | 232.5156 | 232.6988 | 232.8674 | 233.0235 | 233.1676 | 233.3034 | 233.4301 | 233.5477 | 233.654 | 233.7511 | 233.8362 | 233.9085 | 233.9657 | 234.0243 | 234.0818
| Steady State | 13.9817 | 14.4817 | 14.9817 | 15.4817 | 15.9817 | 16.4817 | 16.9817 | 18.8729 | 20.7664 | 22.6621 | 24.5635 | 26.4705 | 28.3814 | 30.2945 | 31.8621 | 33.2602 | 34.5795 | 35.8033 | 37.0137 | 38.1436 | 39.225 | 42.0708 | 46.0289 | 51.1102 | 57.1802 | 64.1072 | 71.7579 | 79.9997 | 88.6995 | 97.3516 | 105.8014 | 114.7031 | 124.939 | 135.4454 | 146.1867 | 157.4963 | 165.6493 | 173.1148 | 178.9815 | 184.9264 | 189.941 | 194.764 | 199.3817 | 202.6207 | 205.631 | 208.4854 | 211.8113 | 215.1115 | 218.5079 | 221.5621 | 224.592 | 225.9481 | 226.6063 | 227.2037 | 227.7821 | 228.3341 | 228.8559 | 229.3447 | 229.8013 | 230.2234 | 230.6133 | 230.9705 | 231.2956 | 231.5893 | 231.8562 | 232.0977 | 232.3169 | 232.5156 | 232.6988 | 232.8674 | 233.0235 | 233.1676 | 233.3034 | 233.4301 | 233.5477 | 233.654 | 233.7511 | 233.8362 | 233.9085 | 233.9657 | 234.0243 | 234.0818
| Consumer Power | 13.9817 | 14.4817 | 14.9817 | 15.4817 | 15.9817 | 16.4817 | 16.9817 | 18.8729 | 20.7664 | 22.6621 | 24.5635 | 26.4705 | 28.3814 | 30.2945 | 31.8621 | 33.2602 | 34.5795 | 35.8033 | 37.0137 | 38.1436 | 39.225 | 42.0708 | 46.0289 | 51.1102 | 57.1802 | 64.1072 | 71.7579 | 79.9997 | 88.6995 | 97.3516 | 105.8014 | 114.7031 | 124.939 | 135.4454 | 146.1867 | 157.4963 | 165.6493 | 173.1148 | 178.9815 | 184.9264 | 189.941 | 194.764 | 199.3817 | 202.6207 | 205.631 | 208.4854 | 216.7266 | 225.0341 | 230.4568 | 237.5805 | 244.7209 | 251.8837 | 259.0332 | 266.1744 | 268.5912 | 270.5429 | 272.4666 | 274.3621 | 276.2298 | 278.0702 | 279.8781 | 281.6561 | 283.4044 | 285.1271 | 286.8219 | 288.494 | 290.1468 | 291.7859 | 293.4098 | 295.0232 | 296.6284 | 298.23 | 299.8247 | 301.4153 | 303.0014 | 304.5844 | 306.1586 | 307.7245 | 309.2805 | 310.8277 | 312.3796 | 313.9371
Appliance Demand TWh/yr
| Year | 1970 | 1971 | 1972 | 1973 | 1974 | 1975 | 1976 | 1977 | 1978 | 1979 | 1980 | 1981 | 1982 | 1983 | 1984 | 1985 | 1986 | 1987 | 1988 | 1989 | 1990 | 1991 | 1992 | 1993 | 1994 | 1995 | 1996 | 1997 | 1998 | 1999 | 2000 | 2001 | 2002 | 2003 | 2004 | 2005 | 2006 | 2007 | 2008 | 2009 | 2010 | 2011 | 2012 | 2013 | 2014 | 2015 | 2016 | 2017 | 2018 | 2019 | 2020 | 2021 | 2022 | 2023 | 2024 | 2025 | 2026 | 2027 | 2028 | 2029 | 2030 | 2031 | 2032 | 2033 | 2034 | 2035 | 2036 | 2037 | 2038 | 2039 | 2040 | 2041 | 2042 | 2043 | 2044 | 2045 | 2046 | 2047 | 2048 | 2049 | 2050 | 2051
| Two Degrees | 0.78575 | 0.82835 | 0.87195 | 0.91656 | 0.96216 | 1.0088 | 1.0564 | 1.1929 | 1.3334 | 1.4778 | 1.6264 | 1.7792 | 1.936 | 2.0969 | 2.2365 | 2.3664 | 2.4873 | 2.5996 | 2.7063 | 2.8072 | 2.9535 | 3.0661 | 3.214 | 3.4092 | 3.6071 | 3.7325 | 3.7934 | 3.7822 | 3.7179 | 3.6284 | 3.5249 | 3.4468 | 3.5694 | 3.8438 | 4.2334 | 4.6174 | 4.8578 | 5.0109 | 5.052 | 4.9108 | 5.2044 | 5.6155 | 5.9891 | 6.183 | 6.3478 | 6.5626 | 6.8585 | 7.2073 | 7.5369 | 7.609 | 7.6813 | 7.7539 | 7.8266 | 7.6626 | 7.4525 | 7.2456 | 7.0467 | 6.8555 | 6.6718 | 6.4953 | 6.3256 | 6.2148 | 6.1067 | 6.0013 | 5.8984 | 5.7982 | 5.7007 | 5.6059 | 5.5138 | 5.4243 | 5.3374 | 5.2819 | 5.2274 | 5.1739 | 5.1215 | 5.0702 | 5.0197 | 4.9703 | 4.9217 | 4.874 | 4.8274 | 4.7819
| Slow Progression | 0.78575 | 0.82835 | 0.87195 | 0.91656 | 0.96216 | 1.0088 | 1.0564 | 1.1929 | 1.3334 | 1.4778 | 1.6264 | 1.7792 | 1.936 | 2.0969 | 2.2365 | 2.3664 | 2.4873 | 2.5996 | 2.7063 | 2.8072 | 2.9535 | 3.0661 | 3.214 | 3.4092 | 3.6071 | 3.7325 | 3.7934 | 3.7822 | 3.7179 | 3.6284 | 3.5249 | 3.4468 | 3.5694 | 3.8438 | 4.2334 | 4.6174 | 4.8578 | 5.0109 | 5.052 | 4.9108 | 5.2044 | 5.6155 | 5.9891 | 6.183 | 6.3478 | 6.5626 | 6.6596 | 6.9088 | 7.1424 | 7.3413 | 7.5339 | 7.7254 | 7.9149 | 8.1025 | 8.2895 | 8.4761 | 8.6612 | 8.845 | 9.0275 | 9.2089 | 9.3884 | 9.5663 | 9.7426 | 9.9176 | 10.0907 | 10.2622 | 10.4322 | 10.6012 | 10.7686 | 10.9346 | 11.0995 | 11.2636 | 11.4261 | 11.5876 | 11.748 | 11.9074 | 12.0653 | 12.2218 | 12.3768 | 12.5307 | 12.6834 | 12.8352
| Steady State | 0.78575 | 0.82835 | 0.87195 | 0.91656 | 0.96216 | 1.0088 | 1.0564 | 1.1929 | 1.3334 | 1.4778 | 1.6264 | 1.7792 | 1.936 | 2.0969 | 2.2365 | 2.3664 | 2.4873 | 2.5996 | 2.7063 | 2.8072 | 2.9535 | 3.0661 | 3.214 | 3.4092 | 3.6071 | 3.7325 | 3.7934 | 3.7822 | 3.7179 | 3.6284 | 3.5249 | 3.4468 | 3.5694 | 3.8438 | 4.2334 | 4.6174 | 4.8578 | 5.0109 | 5.052 | 4.9108 | 5.2044 | 5.6155 | 5.9891 | 6.183 | 6.3478 | 6.5626 | 6.9989 | 7.2845 | 7.5629 | 7.8155 | 8.0673 | 8.299 | 8.521 | 8.741 | 8.9604 | 9.1794 | 9.3968 | 9.6127 | 9.8273 | 10.0407 | 10.252 | 10.4616 | 10.6694 | 10.8758 | 11.08 | 11.2825 | 11.4833 | 11.683 | 11.8808 | 12.0772 | 12.2722 | 12.4664 | 12.6588 | 12.85 | 13.0399 | 13.2288 | 13.4158 | 13.6013 | 13.7852 | 13.9677 | 14.1489 | 14.329
| Consumer Power | 0.78575 | 0.82835 | 0.87195 | 0.91656 | 0.96216 | 1.0088 | 1.0564 | 1.1929 | 1.3334 | 1.4778 | 1.6264 | 1.7792 | 1.936 | 2.0969 | 2.2365 | 2.3664 | 2.4873 | 2.5996 | 2.7063 | 2.8072 | 2.9535 | 3.0661 | 3.214 | 3.4092 | 3.6071 | 3.7325 | 3.7934 | 3.7822 | 3.7179 | 3.6284 | 3.5249 | 3.4468 | 3.5694 | 3.8438 | 4.2334 | 4.6174 | 4.8578 | 5.0109 | 5.052 | 4.9108 | 5.2044 | 5.6155 | 5.9891 | 6.183 | 6.3478 | 6.5626 | 7.0587 | 7.4091 | 7.7403 | 8.0611 | 8.3856 | 8.7142 | 9.0452 | 9.3791 | 9.6614 | 9.9428 | 10.2266 | 10.5136 | 10.8036 | 11.0972 | 11.393 | 11.6916 | 11.9929 | 12.2977 | 12.6046 | 12.9143 | 13.2271 | 13.5437 | 13.8628 | 14.1852 | 14.5111 | 14.8412 | 15.1741 | 15.5107 | 15.8508 | 16.1952 | 16.5423 | 16.8927 | 17.2464 | 17.6042 | 17.9652 | 18.3304
Breakdown
Two Degrees
Appliances Millions
| Year | 1970 | 1971 | 1972 | 1973 | 1974 | 1975 | 1976 | 1977 | 1978 | 1979 | 1980 | 1981 | 1982 | 1983 | 1984 | 1985 | 1986 | 1987 | 1988 | 1989 | 1990 | 1991 | 1992 | 1993 | 1994 | 1995 | 1996 | 1997 | 1998 | 1999 | 2000 | 2001 | 2002 | 2003 | 2004 | 2005 | 2006 | 2007 | 2008 | 2009 | 2010 | 2011 | 2012 | 2013 | 2014 | 2015 | 2016 | 2017 | 2018 | 2019 | 2020 | 2021 | 2022 | 2023 | 2024 | 2025 | 2026 | 2027 | 2028 | 2029 | 2030 | 2031 | 2032 | 2033 | 2034 | 2035 | 2036 | 2037 | 2038 | 2039 | 2040 | 2041 | 2042 | 2043 | 2044 | 2045 | 2046 | 2047 | 2048 | 2049 | 2050 | 2051
| Power Supply Units | 13.9817 | 14.4817 | 14.9817 | 15.4817 | 15.9817 | 16.4817 | 16.9817 | 18.8729 | 20.7664 | 22.6621 | 24.5635 | 26.4705 | 28.3814 | 30.2945 | 31.8621 | 33.2602 | 34.5795 | 35.8033 | 37.0137 | 38.1436 | 39.225 | 42.0708 | 46.0289 | 51.1102 | 57.1802 | 64.1072 | 71.7579 | 79.9997 | 88.6995 | 97.3516 | 105.8014 | 114.7031 | 124.939 | 135.4454 | 146.1867 | 157.4963 | 165.6493 | 173.1148 | 109.0692 | 112.0856 | 116.054 | 117.4421 | 116.8647 | 114.7281 | 113.8132 | 112.0072 | 113.655 | 115.2863 | 116.8825 | 118.2778 | 119.6576 | 121.02 | 122.3607 | 123.678 | 124.9941 | 126.3074 | 127.6102 | 128.9031 | 130.1863 | 131.4609 | 132.7221 | 133.9721 | 135.2108 | 136.4412 | 137.6597 | 138.8699 | 140.0733 | 141.2736 | 142.4677 | 143.6591 | 144.8488 | 146.04 | 147.2289 | 148.4179 | 149.6069 | 150.7975 | 151.9847 | 153.1698 | 154.352 | 155.5329 | 156.7169 | 157.9056
| Internet Handsets | 0 | 0 | 0 | 0 | 0 | 0 | 0 | 0 | 0 | 0 | 0 | 0 | 0 | 0 | 0 | 0 | 0 | 0 | 0 | 0 | 0 | 0 | 0 | 0 | 0 | 0 | 0 | 0 | 0 | 0 | 0 | 0 | 0 | 0 | 0 | 0 | 0 | 0 | 11.25 | 12.075 | 18.45 | 22.575 | 28.8 | 33.375 | 38.4 | 44.1816 | 50.2168 | 56.3462 | 58.0466 | 58.375 | 58.6917 | 58.9951 | 59.2853 | 59.5607 | 59.8321 | 60.0981 | 60.3568 | 60.6079 | 60.8515 | 61.0872 | 61.315 | 61.535 | 61.7473 | 61.9525 | 62.1509 | 62.3434 | 62.5306 | 62.7135 | 62.8925 | 63.0684 | 63.2415 | 63.4125 | 63.5816 | 63.7489 | 63.9144 | 64.0779 | 64.2391 | 64.3978 | 64.5535 | 64.7062 | 64.8595 | 65.0131
| Voice Only Handsets | 0 | 0 | 0 | 0 | 0 | 0 | 0 | 0 | 0 | 0 | 0 | 0 | 0 | 0 | 0 | 0 | 0 | 0 | 0 | 0 | 0 | 0 | 0 | 0 | 0 | 0 | 0 | 0 | 0 | 0 | 0 | 0 | 0 | 0 | 0 | 0 | 0 | 0 | 42.975 | 42.225 | 35.4 | 31.275 | 25.95 | 21.3 | 16.575 | 12.8982 | 8.1498 | 3.3074 | 0 | 0 | 0 | 0 | 0 | 0 | 0 | 0 | 0 | 0 | 0 | 0 | 0 | 0 | 0 | 0 | 0 | 0 | 0 | 0 | 0 | 0 | 0 | 0 | 0 | 0 | 0 | 0 | 0 | 0 | 0 | 0 | 0 | 0
| Residential Tablets | 0 | 0 | 0 | 0 | 0 | 0 | 0 | 0 | 0 | 0 | 0 | 0 | 0 | 0 | 0 | 0 | 0 | 0 | 0 | 0 | 0 | 0 | 0 | 0 | 0 | 0 | 0 | 0 | 0 | 0 | 0 | 0 | 0 | 0 | 0 | 0 | 0 | 0 | 0 | 0 | 0.54896 | 3.0375 | 6.6641 | 12.2822 | 15.1871 | 16.7231 | 21.8416 | 27.0487 | 32.3091 | 37.5777 | 42.8949 | 48.2706 | 53.6731 | 59.1115 | 59.8321 | 60.0981 | 60.3568 | 60.6079 | 60.8515 | 61.0872 | 61.315 | 61.535 | 61.7473 | 61.9525 | 62.1509 | 62.3434 | 62.5306 | 62.7135 | 62.8925 | 63.0684 | 63.2415 | 63.4125 | 63.5816 | 63.7489 | 63.9144 | 64.0779 | 64.2391 | 64.3978 | 64.5535 | 64.7062 | 64.8595 | 65.0131
| Residential Routers | 0 | 0 | 0 | 0 | 0 | 0 | 0 | 0 | 0 | 0 | 0 | 0 | 0 | 0 | 0 | 0 | 0 | 0 | 0 | 0 | 0 | 0 | 0 | 0 | 0 | 0 | 0 | 0 | 0 | 0 | 0 | 0 | 0 | 0 | 0 | 0 | 0 | 0 | 15.6873 | 18.5409 | 19.4881 | 20.4344 | 21.1029 | 20.9355 | 21.6557 | 22.6753 | 22.8634 | 23.0455 | 23.2186 | 23.35 | 23.4767 | 23.598 | 23.7141 | 23.8243 | 23.9329 | 24.0392 | 24.1427 | 24.2432 | 24.3406 | 24.4349 | 24.526 | 24.614 | 24.6989 | 24.781 | 24.8604 | 24.9374 | 25.0123 | 25.0854 | 25.157 | 25.2273 | 25.2966 | 25.365 | 25.4326 | 25.4996 | 25.5658 | 25.6312 | 25.6957 | 25.7591 | 25.8214 | 25.8825 | 25.9438 | 26.0052
| Total | 13.9817 | 14.4817 | 14.9817 | 15.4817 | 15.9817 | 16.4817 | 16.9817 | 18.8729 | 20.7664 | 22.6621 | 24.5635 | 26.4705 | 28.3814 | 30.2945 | 31.8621 | 33.2602 | 34.5795 | 35.8033 | 37.0137 | 38.1436 | 39.225 | 42.0708 | 46.0289 | 51.1102 | 57.1802 | 64.1072 | 71.7579 | 79.9997 | 88.6995 | 97.3516 | 105.8014 | 114.7031 | 124.939 | 135.4454 | 146.1867 | 157.4963 | 165.6493 | 173.1148 | 178.9815 | 184.9264 | 189.941 | 194.764 | 199.3817 | 202.6207 | 205.631 | 208.4854 | 216.7266 | 225.0341 | 230.4568 | 237.5805 | 244.7209 | 251.8837 | 259.0332 | 266.1744 | 268.5912 | 270.5429 | 272.4666 | 274.3621 | 276.2298 | 278.0702 | 279.8781 | 281.6561 | 283.4044 | 285.1271 | 286.8219 | 288.494 | 290.1468 | 291.7859 | 293.4098 | 295.0232 | 296.6284 | 298.23 | 299.8247 | 301.4153 | 303.0014 | 304.5844 | 306.1586 | 307.7245 | 309.2805 | 310.8277 | 312.3796 | 313.9371
Demand TWh/yr
| Year | 1970 | 1971 | 1972 | 1973 | 1974 | 1975 | 1976 | 1977 | 1978 | 1979 | 1980 | 1981 | 1982 | 1983 | 1984 | 1985 | 1986 | 1987 | 1988 | 1989 | 1990 | 1991 | 1992 | 1993 | 1994 | 1995 | 1996 | 1997 | 1998 | 1999 | 2000 | 2001 | 2002 | 2003 | 2004 | 2005 | 2006 | 2007 | 2008 | 2009 | 2010 | 2011 | 2012 | 2013 | 2014 | 2015 | 2016 | 2017 | 2018 | 2019 | 2020 | 2021 | 2022 | 2023 | 2024 | 2025 | 2026 | 2027 | 2028 | 2029 | 2030 | 2031 | 2032 | 2033 | 2034 | 2035 | 2036 | 2037 | 2038 | 2039 | 2040 | 2041 | 2042 | 2043 | 2044 | 2045 | 2046 | 2047 | 2048 | 2049 | 2050 | 2051
| Power Supply Units | 0.78575 | 0.82835 | 0.87195 | 0.91656 | 0.96216 | 1.0088 | 1.0564 | 1.1929 | 1.3334 | 1.4778 | 1.6264 | 1.7792 | 1.936 | 2.0969 | 2.2365 | 2.3664 | 2.4873 | 2.5996 | 2.7063 | 2.8072 | 2.9535 | 3.0661 | 3.214 | 3.4092 | 3.6071 | 3.7325 | 3.7934 | 3.7822 | 3.7179 | 3.6284 | 3.5249 | 3.4468 | 3.5694 | 3.8438 | 4.2334 | 4.6174 | 4.8578 | 5.0109 | 4.0375 | 3.7303 | 3.9398 | 4.2588 | 4.5365 | 4.673 | 4.7508 | 4.8678 | 5.1144 | 5.3657 | 5.6199 | 5.6214 | 5.623 | 5.6245 | 5.6261 | 5.3911 | 5.1653 | 4.9483 | 4.7395 | 4.5387 | 4.3456 | 4.1601 | 3.9817 | 3.8626 | 3.7463 | 3.6331 | 3.5226 | 3.4151 | 3.3104 | 3.2086 | 3.1096 | 3.0134 | 2.9199 | 2.8578 | 2.7969 | 2.737 | 2.6783 | 2.6207 | 2.5641 | 2.5086 | 2.454 | 2.4005 | 2.3481 | 2.2967
| Internet Handsets | 0 | 0 | 0 | 0 | 0 | 0 | 0 | 0 | 0 | 0 | 0 | 0 | 0 | 0 | 0 | 0 | 0 | 0 | 0 | 0 | 0 | 0 | 0 | 0 | 0 | 0 | 0 | 0 | 0 | 0 | 0 | 0 | 0 | 0 | 0 | 0 | 0 | 0 | 0.061594 | 0.066111 | 0.10101 | 0.1236 | 0.15768 | 0.18273 | 0.21024 | 0.24189 | 0.27494 | 0.3085 | 0.3178 | 0.3196 | 0.32134 | 0.323 | 0.32459 | 0.32609 | 0.32758 | 0.32904 | 0.33045 | 0.33183 | 0.33316 | 0.33445 | 0.3357 | 0.3369 | 0.33807 | 0.33919 | 0.34028 | 0.34133 | 0.34236 | 0.34336 | 0.34434 | 0.3453 | 0.34625 | 0.34718 | 0.34811 | 0.34903 | 0.34993 | 0.35083 | 0.35171 | 0.35258 | 0.35343 | 0.35427 | 0.35511 | 0.35595
| Voice Only Handsets | 0 | 0 | 0 | 0 | 0 | 0 | 0 | 0 | 0 | 0 | 0 | 0 | 0 | 0 | 0 | 0 | 0 | 0 | 0 | 0 | 0 | 0 | 0 | 0 | 0 | 0 | 0 | 0 | 0 | 0 | 0 | 0 | 0 | 0 | 0 | 0 | 0 | 0 | 0.059666 | 0.058625 | 0.049149 | 0.043422 | 0.036029 | 0.029573 | 0.023013 | 0.017908 | 0.011315 | 0.004592 | 0 | 0 | 0 | 0 | 0 | 0 | 0 | 0 | 0 | 0 | 0 | 0 | 0 | 0 | 0 | 0 | 0 | 0 | 0 | 0 | 0 | 0 | 0 | 0 | 0 | 0 | 0 | 0 | 0 | 0 | 0 | 0 | 0 | 0
| Residential Tablets | 0 | 0 | 0 | 0 | 0 | 0 | 0 | 0 | 0 | 0 | 0 | 0 | 0 | 0 | 0 | 0 | 0 | 0 | 0 | 0 | 0 | 0 | 0 | 0 | 0 | 0 | 0 | 0 | 0 | 0 | 0 | 0 | 0 | 0 | 0 | 0 | 0 | 0 | 0 | 0 | 0.0047217 | 0.026127 | 0.057319 | 0.10564 | 0.13063 | 0.14384 | 0.25615 | 0.31721 | 0.3789 | 0.44069 | 0.50305 | 0.56609 | 0.62945 | 0.69323 | 0.70168 | 0.7048 | 0.70783 | 0.71078 | 0.71363 | 0.7164 | 0.71907 | 0.72165 | 0.72414 | 0.72654 | 0.72887 | 0.73113 | 0.73332 | 0.73547 | 0.73757 | 0.73963 | 0.74166 | 0.74367 | 0.74565 | 0.74761 | 0.74955 | 0.75147 | 0.75336 | 0.75522 | 0.75705 | 0.75884 | 0.76064 | 0.76244
| Residential Routers | 0 | 0 | 0 | 0 | 0 | 0 | 0 | 0 | 0 | 0 | 0 | 0 | 0 | 0 | 0 | 0 | 0 | 0 | 0 | 0 | 0 | 0 | 0 | 0 | 0 | 0 | 0 | 0 | 0 | 0 | 0 | 0 | 0 | 0 | 0 | 0 | 0 | 0 | 0.89323 | 1.0557 | 1.1097 | 1.1635 | 1.2016 | 1.1921 | 1.2331 | 1.2911 | 1.2017 | 1.2113 | 1.2204 | 1.2273 | 1.2339 | 1.2403 | 1.2464 | 1.2522 | 1.2579 | 1.2635 | 1.2689 | 1.2742 | 1.2793 | 1.2843 | 1.2891 | 1.2937 | 1.2982 | 1.3025 | 1.3067 | 1.3107 | 1.3146 | 1.3185 | 1.3223 | 1.3259 | 1.3296 | 1.3332 | 1.3367 | 1.3403 | 1.3437 | 1.3472 | 1.3506 | 1.3539 | 1.3572 | 1.3604 | 1.3636 | 1.3668
| Total | 0.78575 | 0.82835 | 0.87195 | 0.91656 | 0.96216 | 1.0088 | 1.0564 | 1.1929 | 1.3334 | 1.4778 | 1.6264 | 1.7792 | 1.936 | 2.0969 | 2.2365 | 2.3664 | 2.4873 | 2.5996 | 2.7063 | 2.8072 | 2.9535 | 3.0661 | 3.214 | 3.4092 | 3.6071 | 3.7325 | 3.7934 | 3.7822 | 3.7179 | 3.6284 | 3.5249 | 3.4468 | 3.5694 | 3.8438 | 4.2334 | 4.6174 | 4.8578 | 5.0109 | 5.052 | 4.9108 | 5.2044 | 5.6155 | 5.9891 | 6.183 | 6.3478 | 6.5626 | 6.8585 | 7.2073 | 7.5369 | 7.609 | 7.6813 | 7.7539 | 7.8266 | 7.6626 | 7.4525 | 7.2456 | 7.0467 | 6.8555 | 6.6718 | 6.4953 | 6.3256 | 6.2148 | 6.1067 | 6.0013 | 5.8984 | 5.7982 | 5.7007 | 5.6059 | 5.5138 | 5.4243 | 5.3374 | 5.2819 | 5.2274 | 5.1739 | 5.1215 | 5.0702 | 5.0197 | 4.9703 | 4.9217 | 4.874 | 4.8274 | 4.7819
Slow Progression
Appliances Millions
| Year | 1970 | 1971 | 1972 | 1973 | 1974 | 1975 | 1976 | 1977 | 1978 | 1979 | 1980 | 1981 | 1982 | 1983 | 1984 | 1985 | 1986 | 1987 | 1988 | 1989 | 1990 | 1991 | 1992 | 1993 | 1994 | 1995 | 1996 | 1997 | 1998 | 1999 | 2000 | 2001 | 2002 | 2003 | 2004 | 2005 | 2006 | 2007 | 2008 | 2009 | 2010 | 2011 | 2012 | 2013 | 2014 | 2015 | 2016 | 2017 | 2018 | 2019 | 2020 | 2021 | 2022 | 2023 | 2024 | 2025 | 2026 | 2027 | 2028 | 2029 | 2030 | 2031 | 2032 | 2033 | 2034 | 2035 | 2036 | 2037 | 2038 | 2039 | 2040 | 2041 | 2042 | 2043 | 2044 | 2045 | 2046 | 2047 | 2048 | 2049 | 2050 | 2051
| Power Supply Units | 13.9817 | 14.4817 | 14.9817 | 15.4817 | 15.9817 | 16.4817 | 16.9817 | 18.8729 | 20.7664 | 22.6621 | 24.5635 | 26.4705 | 28.3814 | 30.2945 | 31.8621 | 33.2602 | 34.5795 | 35.8033 | 37.0137 | 38.1436 | 39.225 | 42.0708 | 46.0289 | 51.1102 | 57.1802 | 64.1072 | 71.7579 | 79.9997 | 88.6995 | 97.3516 | 105.8014 | 114.7031 | 124.939 | 135.4454 | 146.1867 | 157.4963 | 165.6493 | 173.1148 | 109.0692 | 112.0856 | 116.054 | 117.4421 | 116.8647 | 114.7281 | 113.8132 | 112.0072 | 112.4994 | 112.9537 | 113.3588 | 113.554 | 113.7216 | 113.8574 | 113.9643 | 114.0385 | 114.1011 | 114.1477 | 114.1779 | 114.1897 | 114.1835 | 114.1577 | 114.1148 | 114.054 | 113.9757 | 113.8796 | 113.7694 | 113.6453 | 113.5087 | 113.36 | 113.203 | 113.0375 | 112.8646 | 112.6838 | 112.4984 | 112.3072 | 112.1103 | 111.9061 | 111.6967 | 111.4804 | 111.2567 | 111.024 | 110.7913 | 110.5569
| Internet Handsets | 0 | 0 | 0 | 0 | 0 | 0 | 0 | 0 | 0 | 0 | 0 | 0 | 0 | 0 | 0 | 0 | 0 | 0 | 0 | 0 | 0 | 0 | 0 | 0 | 0 | 0 | 0 | 0 | 0 | 0 | 0 | 0 | 0 | 0 | 0 | 0 | 0 | 0 | 11.25 | 12.075 | 18.45 | 22.575 | 28.8 | 33.375 | 38.4 | 44.1816 | 49.7184 | 55.34 | 58.0466 | 58.375 | 58.6917 | 58.9951 | 59.2853 | 59.5607 | 59.8321 | 60.0981 | 60.3568 | 60.6079 | 60.8515 | 61.0872 | 61.315 | 61.535 | 61.7473 | 61.9525 | 62.1509 | 62.3434 | 62.5306 | 62.7135 | 62.8925 | 63.0684 | 63.2415 | 63.4125 | 63.5816 | 63.7489 | 63.9144 | 64.0779 | 64.2391 | 64.3978 | 64.5535 | 64.7062 | 64.8595 | 65.0131
| Voice Only Handsets | 0 | 0 | 0 | 0 | 0 | 0 | 0 | 0 | 0 | 0 | 0 | 0 | 0 | 0 | 0 | 0 | 0 | 0 | 0 | 0 | 0 | 0 | 0 | 0 | 0 | 0 | 0 | 0 | 0 | 0 | 0 | 0 | 0 | 0 | 0 | 0 | 0 | 0 | 42.975 | 42.225 | 35.4 | 31.275 | 25.95 | 21.3 | 16.575 | 12.8982 | 8.1498 | 3.3074 | 0 | 0 | 0 | 0 | 0 | 0 | 0 | 0 | 0 | 0 | 0 | 0 | 0 | 0 | 0 | 0 | 0 | 0 | 0 | 0 | 0 | 0 | 0 | 0 | 0 | 0 | 0 | 0 | 0 | 0 | 0 | 0 | 0 | 0
| Residential Tablets | 0 | 0 | 0 | 0 | 0 | 0 | 0 | 0 | 0 | 0 | 0 | 0 | 0 | 0 | 0 | 0 | 0 | 0 | 0 | 0 | 0 | 0 | 0 | 0 | 0 | 0 | 0 | 0 | 0 | 0 | 0 | 0 | 0 | 0 | 0 | 0 | 0 | 0 | 0 | 0 | 0.54896 | 3.0375 | 6.6641 | 12.2822 | 15.1871 | 16.7231 | 20.4601 | 24.26 | 28.0965 | 29.1875 | 29.3459 | 29.4975 | 29.6426 | 29.7803 | 29.9161 | 30.049 | 30.1784 | 30.304 | 30.4257 | 30.5436 | 30.6575 | 30.7675 | 30.8737 | 30.9762 | 31.0755 | 31.1717 | 31.2653 | 31.3567 | 31.4463 | 31.5342 | 31.6208 | 31.7063 | 31.7908 | 31.8745 | 31.9572 | 32.0389 | 32.1196 | 32.1989 | 32.2768 | 32.3531 | 32.4297 | 32.5066
| Residential Routers | 0 | 0 | 0 | 0 | 0 | 0 | 0 | 0 | 0 | 0 | 0 | 0 | 0 | 0 | 0 | 0 | 0 | 0 | 0 | 0 | 0 | 0 | 0 | 0 | 0 | 0 | 0 | 0 | 0 | 0 | 0 | 0 | 0 | 0 | 0 | 0 | 0 | 0 | 15.6873 | 18.5409 | 19.4881 | 20.4344 | 21.1029 | 20.9355 | 21.6557 | 22.6753 | 22.8634 | 23.0455 | 23.2186 | 23.35 | 23.4767 | 23.598 | 23.7141 | 23.8243 | 23.9329 | 24.0392 | 24.1427 | 24.2432 | 24.3406 | 24.4349 | 24.526 | 24.614 | 24.6989 | 24.781 | 24.8604 | 24.9374 | 25.0123 | 25.0854 | 25.157 | 25.2273 | 25.2966 | 25.365 | 25.4326 | 25.4996 | 25.5658 | 25.6312 | 25.6957 | 25.7591 | 25.8214 | 25.8825 | 25.9438 | 26.0052
| Total | 13.9817 | 14.4817 | 14.9817 | 15.4817 | 15.9817 | 16.4817 | 16.9817 | 18.8729 | 20.7664 | 22.6621 | 24.5635 | 26.4705 | 28.3814 | 30.2945 | 31.8621 | 33.2602 | 34.5795 | 35.8033 | 37.0137 | 38.1436 | 39.225 | 42.0708 | 46.0289 | 51.1102 | 57.1802 | 64.1072 | 71.7579 | 79.9997 | 88.6995 | 97.3516 | 105.8014 | 114.7031 | 124.939 | 135.4454 | 146.1867 | 157.4963 | 165.6493 | 173.1148 | 178.9815 | 184.9264 | 189.941 | 194.764 | 199.3817 | 202.6207 | 205.631 | 208.4854 | 213.6912 | 218.9065 | 222.7205 | 224.4665 | 225.2358 | 225.9481 | 226.6063 | 227.2037 | 227.7821 | 228.3341 | 228.8559 | 229.3447 | 229.8013 | 230.2234 | 230.6133 | 230.9705 | 231.2956 | 231.5893 | 231.8562 | 232.0977 | 232.3169 | 232.5156 | 232.6988 | 232.8674 | 233.0235 | 233.1676 | 233.3034 | 233.4301 | 233.5477 | 233.654 | 233.7511 | 233.8362 | 233.9085 | 233.9657 | 234.0243 | 234.0818
Demand TWh/yr
| Year | 1970 | 1971 | 1972 | 1973 | 1974 | 1975 | 1976 | 1977 | 1978 | 1979 | 1980 | 1981 | 1982 | 1983 | 1984 | 1985 | 1986 | 1987 | 1988 | 1989 | 1990 | 1991 | 1992 | 1993 | 1994 | 1995 | 1996 | 1997 | 1998 | 1999 | 2000 | 2001 | 2002 | 2003 | 2004 | 2005 | 2006 | 2007 | 2008 | 2009 | 2010 | 2011 | 2012 | 2013 | 2014 | 2015 | 2016 | 2017 | 2018 | 2019 | 2020 | 2021 | 2022 | 2023 | 2024 | 2025 | 2026 | 2027 | 2028 | 2029 | 2030 | 2031 | 2032 | 2033 | 2034 | 2035 | 2036 | 2037 | 2038 | 2039 | 2040 | 2041 | 2042 | 2043 | 2044 | 2045 | 2046 | 2047 | 2048 | 2049 | 2050 | 2051
| Power Supply Units | 0.78575 | 0.82835 | 0.87195 | 0.91656 | 0.96216 | 1.0088 | 1.0564 | 1.1929 | 1.3334 | 1.4778 | 1.6264 | 1.7792 | 1.936 | 2.0969 | 2.2365 | 2.3664 | 2.4873 | 2.5996 | 2.7063 | 2.8072 | 2.9535 | 3.0661 | 3.214 | 3.4092 | 3.6071 | 3.7325 | 3.7934 | 3.7822 | 3.7179 | 3.6284 | 3.5249 | 3.4468 | 3.5694 | 3.8438 | 4.2334 | 4.6174 | 4.8578 | 5.0109 | 4.0375 | 3.7303 | 3.9398 | 4.2588 | 4.5365 | 4.673 | 4.7508 | 4.8678 | 5.0624 | 5.2571 | 5.4504 | 5.6346 | 5.8179 | 6.0006 | 6.1816 | 6.3611 | 6.5402 | 6.7191 | 6.8966 | 7.073 | 7.2484 | 7.4229 | 7.5958 | 7.7672 | 7.9373 | 8.1064 | 8.2736 | 8.4395 | 8.604 | 8.7677 | 8.9298 | 9.0907 | 9.2505 | 9.4096 | 9.5672 | 9.7238 | 9.8793 | 10.034 | 10.1872 | 10.339 | 10.4895 | 10.6389 | 10.7871 | 10.9344
| Internet Handsets | 0 | 0 | 0 | 0 | 0 | 0 | 0 | 0 | 0 | 0 | 0 | 0 | 0 | 0 | 0 | 0 | 0 | 0 | 0 | 0 | 0 | 0 | 0 | 0 | 0 | 0 | 0 | 0 | 0 | 0 | 0 | 0 | 0 | 0 | 0 | 0 | 0 | 0 | 0.061594 | 0.066111 | 0.10101 | 0.1236 | 0.15768 | 0.18273 | 0.21024 | 0.24189 | 0.27221 | 0.30299 | 0.3178 | 0.3196 | 0.32134 | 0.323 | 0.32459 | 0.32609 | 0.32758 | 0.32904 | 0.33045 | 0.33183 | 0.33316 | 0.33445 | 0.3357 | 0.3369 | 0.33807 | 0.33919 | 0.34028 | 0.34133 | 0.34236 | 0.34336 | 0.34434 | 0.3453 | 0.34625 | 0.34718 | 0.34811 | 0.34903 | 0.34993 | 0.35083 | 0.35171 | 0.35258 | 0.35343 | 0.35427 | 0.35511 | 0.35595
| Voice Only Handsets | 0 | 0 | 0 | 0 | 0 | 0 | 0 | 0 | 0 | 0 | 0 | 0 | 0 | 0 | 0 | 0 | 0 | 0 | 0 | 0 | 0 | 0 | 0 | 0 | 0 | 0 | 0 | 0 | 0 | 0 | 0 | 0 | 0 | 0 | 0 | 0 | 0 | 0 | 0.059666 | 0.058625 | 0.049149 | 0.043422 | 0.036029 | 0.029573 | 0.023013 | 0.017908 | 0.011315 | 0.004592 | 0 | 0 | 0 | 0 | 0 | 0 | 0 | 0 | 0 | 0 | 0 | 0 | 0 | 0 | 0 | 0 | 0 | 0 | 0 | 0 | 0 | 0 | 0 | 0 | 0 | 0 | 0 | 0 | 0 | 0 | 0 | 0 | 0 | 0
| Residential Tablets | 0 | 0 | 0 | 0 | 0 | 0 | 0 | 0 | 0 | 0 | 0 | 0 | 0 | 0 | 0 | 0 | 0 | 0 | 0 | 0 | 0 | 0 | 0 | 0 | 0 | 0 | 0 | 0 | 0 | 0 | 0 | 0 | 0 | 0 | 0 | 0 | 0 | 0 | 0 | 0 | 0.0047217 | 0.026127 | 0.057319 | 0.10564 | 0.13063 | 0.14384 | 0.11202 | 0.13282 | 0.15383 | 0.1598 | 0.16067 | 0.1615 | 0.16229 | 0.16305 | 0.16379 | 0.16452 | 0.16523 | 0.16591 | 0.16658 | 0.16723 | 0.16785 | 0.16845 | 0.16903 | 0.16959 | 0.17014 | 0.17067 | 0.17118 | 0.17168 | 0.17217 | 0.17265 | 0.17312 | 0.17359 | 0.17405 | 0.17451 | 0.17497 | 0.17541 | 0.17585 | 0.17629 | 0.17672 | 0.17713 | 0.17755 | 0.17797
| Residential Routers | 0 | 0 | 0 | 0 | 0 | 0 | 0 | 0 | 0 | 0 | 0 | 0 | 0 | 0 | 0 | 0 | 0 | 0 | 0 | 0 | 0 | 0 | 0 | 0 | 0 | 0 | 0 | 0 | 0 | 0 | 0 | 0 | 0 | 0 | 0 | 0 | 0 | 0 | 0.89323 | 1.0557 | 1.1097 | 1.1635 | 1.2016 | 1.1921 | 1.2331 | 1.2911 | 1.2017 | 1.2113 | 1.2204 | 1.2273 | 1.2339 | 1.2403 | 1.2464 | 1.2522 | 1.2579 | 1.2635 | 1.2689 | 1.2742 | 1.2793 | 1.2843 | 1.2891 | 1.2937 | 1.2982 | 1.3025 | 1.3067 | 1.3107 | 1.3146 | 1.3185 | 1.3223 | 1.3259 | 1.3296 | 1.3332 | 1.3367 | 1.3403 | 1.3437 | 1.3472 | 1.3506 | 1.3539 | 1.3572 | 1.3604 | 1.3636 | 1.3668
| Total | 0.78575 | 0.82835 | 0.87195 | 0.91656 | 0.96216 | 1.0088 | 1.0564 | 1.1929 | 1.3334 | 1.4778 | 1.6264 | 1.7792 | 1.936 | 2.0969 | 2.2365 | 2.3664 | 2.4873 | 2.5996 | 2.7063 | 2.8072 | 2.9535 | 3.0661 | 3.214 | 3.4092 | 3.6071 | 3.7325 | 3.7934 | 3.7822 | 3.7179 | 3.6284 | 3.5249 | 3.4468 | 3.5694 | 3.8438 | 4.2334 | 4.6174 | 4.8578 | 5.0109 | 5.052 | 4.9108 | 5.2044 | 5.6155 | 5.9891 | 6.183 | 6.3478 | 6.5626 | 6.6596 | 6.9088 | 7.1424 | 7.3413 | 7.5339 | 7.7254 | 7.9149 | 8.1025 | 8.2895 | 8.4761 | 8.6612 | 8.845 | 9.0275 | 9.2089 | 9.3884 | 9.5663 | 9.7426 | 9.9176 | 10.0907 | 10.2622 | 10.4322 | 10.6012 | 10.7686 | 10.9346 | 11.0995 | 11.2636 | 11.4261 | 11.5876 | 11.748 | 11.9074 | 12.0653 | 12.2218 | 12.3768 | 12.5307 | 12.6834 | 12.8352
Steady State
Appliances Millions
| Year | 1970 | 1971 | 1972 | 1973 | 1974 | 1975 | 1976 | 1977 | 1978 | 1979 | 1980 | 1981 | 1982 | 1983 | 1984 | 1985 | 1986 | 1987 | 1988 | 1989 | 1990 | 1991 | 1992 | 1993 | 1994 | 1995 | 1996 | 1997 | 1998 | 1999 | 2000 | 2001 | 2002 | 2003 | 2004 | 2005 | 2006 | 2007 | 2008 | 2009 | 2010 | 2011 | 2012 | 2013 | 2014 | 2015 | 2016 | 2017 | 2018 | 2019 | 2020 | 2021 | 2022 | 2023 | 2024 | 2025 | 2026 | 2027 | 2028 | 2029 | 2030 | 2031 | 2032 | 2033 | 2034 | 2035 | 2036 | 2037 | 2038 | 2039 | 2040 | 2041 | 2042 | 2043 | 2044 | 2045 | 2046 | 2047 | 2048 | 2049 | 2050 | 2051
| Power Supply Units | 13.9817 | 14.4817 | 14.9817 | 15.4817 | 15.9817 | 16.4817 | 16.9817 | 18.8729 | 20.7664 | 22.6621 | 24.5635 | 26.4705 | 28.3814 | 30.2945 | 31.8621 | 33.2602 | 34.5795 | 35.8033 | 37.0137 | 38.1436 | 39.225 | 42.0708 | 46.0289 | 51.1102 | 57.1802 | 64.1072 | 71.7579 | 79.9997 | 88.6995 | 97.3516 | 105.8014 | 114.7031 | 124.939 | 135.4454 | 146.1867 | 157.4963 | 165.6493 | 173.1148 | 109.0692 | 112.0856 | 116.054 | 117.4421 | 116.8647 | 114.7281 | 113.8132 | 112.0072 | 112.4994 | 112.9537 | 113.3588 | 113.554 | 113.7216 | 113.8574 | 113.9643 | 114.0385 | 114.1011 | 114.1477 | 114.1779 | 114.1897 | 114.1835 | 114.1577 | 114.1148 | 114.054 | 113.9757 | 113.8796 | 113.7694 | 113.6453 | 113.5087 | 113.36 | 113.203 | 113.0375 | 112.8646 | 112.6838 | 112.4984 | 112.3072 | 112.1103 | 111.9061 | 111.6967 | 111.4804 | 111.2567 | 111.024 | 110.7913 | 110.5569
| Internet Handsets | 0 | 0 | 0 | 0 | 0 | 0 | 0 | 0 | 0 | 0 | 0 | 0 | 0 | 0 | 0 | 0 | 0 | 0 | 0 | 0 | 0 | 0 | 0 | 0 | 0 | 0 | 0 | 0 | 0 | 0 | 0 | 0 | 0 | 0 | 0 | 0 | 0 | 0 | 11.25 | 12.075 | 18.45 | 22.575 | 28.8 | 33.375 | 38.4 | 44.1816 | 49.2199 | 54.3338 | 58.0466 | 58.375 | 58.6917 | 58.9951 | 59.2853 | 59.5607 | 59.8321 | 60.0981 | 60.3568 | 60.6079 | 60.8515 | 61.0872 | 61.315 | 61.535 | 61.7473 | 61.9525 | 62.1509 | 62.3434 | 62.5306 | 62.7135 | 62.8925 | 63.0684 | 63.2415 | 63.4125 | 63.5816 | 63.7489 | 63.9144 | 64.0779 | 64.2391 | 64.3978 | 64.5535 | 64.7062 | 64.8595 | 65.0131
| Voice Only Handsets | 0 | 0 | 0 | 0 | 0 | 0 | 0 | 0 | 0 | 0 | 0 | 0 | 0 | 0 | 0 | 0 | 0 | 0 | 0 | 0 | 0 | 0 | 0 | 0 | 0 | 0 | 0 | 0 | 0 | 0 | 0 | 0 | 0 | 0 | 0 | 0 | 0 | 0 | 42.975 | 42.225 | 35.4 | 31.275 | 25.95 | 21.3 | 16.575 | 12.8982 | 8.1498 | 3.3074 | 0 | 0 | 0 | 0 | 0 | 0 | 0 | 0 | 0 | 0 | 0 | 0 | 0 | 0 | 0 | 0 | 0 | 0 | 0 | 0 | 0 | 0 | 0 | 0 | 0 | 0 | 0 | 0 | 0 | 0 | 0 | 0 | 0 | 0
| Residential Tablets | 0 | 0 | 0 | 0 | 0 | 0 | 0 | 0 | 0 | 0 | 0 | 0 | 0 | 0 | 0 | 0 | 0 | 0 | 0 | 0 | 0 | 0 | 0 | 0 | 0 | 0 | 0 | 0 | 0 | 0 | 0 | 0 | 0 | 0 | 0 | 0 | 0 | 0 | 0 | 0 | 0.54896 | 3.0375 | 6.6641 | 12.2822 | 15.1871 | 16.7231 | 19.0787 | 21.4712 | 23.8839 | 26.2831 | 28.702 | 29.4975 | 29.6426 | 29.7803 | 29.9161 | 30.049 | 30.1784 | 30.304 | 30.4257 | 30.5436 | 30.6575 | 30.7675 | 30.8737 | 30.9762 | 31.0755 | 31.1717 | 31.2653 | 31.3567 | 31.4463 | 31.5342 | 31.6208 | 31.7063 | 31.7908 | 31.8745 | 31.9572 | 32.0389 | 32.1196 | 32.1989 | 32.2768 | 32.3531 | 32.4297 | 32.5066
| Residential Routers | 0 | 0 | 0 | 0 | 0 | 0 | 0 | 0 | 0 | 0 | 0 | 0 | 0 | 0 | 0 | 0 | 0 | 0 | 0 | 0 | 0 | 0 | 0 | 0 | 0 | 0 | 0 | 0 | 0 | 0 | 0 | 0 | 0 | 0 | 0 | 0 | 0 | 0 | 15.6873 | 18.5409 | 19.4881 | 20.4344 | 21.1029 | 20.9355 | 21.6557 | 22.6753 | 22.8634 | 23.0455 | 23.2186 | 23.35 | 23.4767 | 23.598 | 23.7141 | 23.8243 | 23.9329 | 24.0392 | 24.1427 | 24.2432 | 24.3406 | 24.4349 | 24.526 | 24.614 | 24.6989 | 24.781 | 24.8604 | 24.9374 | 25.0123 | 25.0854 | 25.157 | 25.2273 | 25.2966 | 25.365 | 25.4326 | 25.4996 | 25.5658 | 25.6312 | 25.6957 | 25.7591 | 25.8214 | 25.8825 | 25.9438 | 26.0052
| Total | 13.9817 | 14.4817 | 14.9817 | 15.4817 | 15.9817 | 16.4817 | 16.9817 | 18.8729 | 20.7664 | 22.6621 | 24.5635 | 26.4705 | 28.3814 | 30.2945 | 31.8621 | 33.2602 | 34.5795 | 35.8033 | 37.0137 | 38.1436 | 39.225 | 42.0708 | 46.0289 | 51.1102 | 57.1802 | 64.1072 | 71.7579 | 79.9997 | 88.6995 | 97.3516 | 105.8014 | 114.7031 | 124.939 | 135.4454 | 146.1867 | 157.4963 | 165.6493 | 173.1148 | 178.9815 | 184.9264 | 189.941 | 194.764 | 199.3817 | 202.6207 | 205.631 | 208.4854 | 211.8113 | 215.1115 | 218.5079 | 221.5621 | 224.592 | 225.9481 | 226.6063 | 227.2037 | 227.7821 | 228.3341 | 228.8559 | 229.3447 | 229.8013 | 230.2234 | 230.6133 | 230.9705 | 231.2956 | 231.5893 | 231.8562 | 232.0977 | 232.3169 | 232.5156 | 232.6988 | 232.8674 | 233.0235 | 233.1676 | 233.3034 | 233.4301 | 233.5477 | 233.654 | 233.7511 | 233.8362 | 233.9085 | 233.9657 | 234.0243 | 234.0818
Demand TWh/yr
| Year | 1970 | 1971 | 1972 | 1973 | 1974 | 1975 | 1976 | 1977 | 1978 | 1979 | 1980 | 1981 | 1982 | 1983 | 1984 | 1985 | 1986 | 1987 | 1988 | 1989 | 1990 | 1991 | 1992 | 1993 | 1994 | 1995 | 1996 | 1997 | 1998 | 1999 | 2000 | 2001 | 2002 | 2003 | 2004 | 2005 | 2006 | 2007 | 2008 | 2009 | 2010 | 2011 | 2012 | 2013 | 2014 | 2015 | 2016 | 2017 | 2018 | 2019 | 2020 | 2021 | 2022 | 2023 | 2024 | 2025 | 2026 | 2027 | 2028 | 2029 | 2030 | 2031 | 2032 | 2033 | 2034 | 2035 | 2036 | 2037 | 2038 | 2039 | 2040 | 2041 | 2042 | 2043 | 2044 | 2045 | 2046 | 2047 | 2048 | 2049 | 2050 | 2051
| Power Supply Units | 0.78575 | 0.82835 | 0.87195 | 0.91656 | 0.96216 | 1.0088 | 1.0564 | 1.1929 | 1.3334 | 1.4778 | 1.6264 | 1.7792 | 1.936 | 2.0969 | 2.2365 | 2.3664 | 2.4873 | 2.5996 | 2.7063 | 2.8072 | 2.9535 | 3.0661 | 3.214 | 3.4092 | 3.6071 | 3.7325 | 3.7934 | 3.7822 | 3.7179 | 3.6284 | 3.5249 | 3.4468 | 3.5694 | 3.8438 | 4.2334 | 4.6174 | 4.8578 | 5.0109 | 4.0375 | 3.7303 | 3.9398 | 4.2588 | 4.5365 | 4.673 | 4.7508 | 4.8678 | 5.0924 | 5.3175 | 5.5413 | 5.7559 | 5.9697 | 6.183 | 6.3947 | 6.6048 | 6.8144 | 7.0239 | 7.232 | 7.4389 | 7.6447 | 7.8497 | 8.0528 | 8.2545 | 8.4547 | 8.6538 | 8.8508 | 9.0464 | 9.2405 | 9.4337 | 9.6251 | 9.8151 | 10.0039 | 10.192 | 10.3783 | 10.5635 | 10.7475 | 10.9305 | 11.1118 | 11.2916 | 11.4698 | 11.6469 | 11.8226 | 11.9972
| Internet Handsets | 0 | 0 | 0 | 0 | 0 | 0 | 0 | 0 | 0 | 0 | 0 | 0 | 0 | 0 | 0 | 0 | 0 | 0 | 0 | 0 | 0 | 0 | 0 | 0 | 0 | 0 | 0 | 0 | 0 | 0 | 0 | 0 | 0 | 0 | 0 | 0 | 0 | 0 | 0.061594 | 0.066111 | 0.10101 | 0.1236 | 0.15768 | 0.18273 | 0.21024 | 0.24189 | 0.26948 | 0.29748 | 0.3178 | 0.3196 | 0.32134 | 0.323 | 0.32459 | 0.32609 | 0.32758 | 0.32904 | 0.33045 | 0.33183 | 0.33316 | 0.33445 | 0.3357 | 0.3369 | 0.33807 | 0.33919 | 0.34028 | 0.34133 | 0.34236 | 0.34336 | 0.34434 | 0.3453 | 0.34625 | 0.34718 | 0.34811 | 0.34903 | 0.34993 | 0.35083 | 0.35171 | 0.35258 | 0.35343 | 0.35427 | 0.35511 | 0.35595
| Voice Only Handsets | 0 | 0 | 0 | 0 | 0 | 0 | 0 | 0 | 0 | 0 | 0 | 0 | 0 | 0 | 0 | 0 | 0 | 0 | 0 | 0 | 0 | 0 | 0 | 0 | 0 | 0 | 0 | 0 | 0 | 0 | 0 | 0 | 0 | 0 | 0 | 0 | 0 | 0 | 0.059666 | 0.058625 | 0.049149 | 0.043422 | 0.036029 | 0.029573 | 0.023013 | 0.017908 | 0.011315 | 0.004592 | 0 | 0 | 0 | 0 | 0 | 0 | 0 | 0 | 0 | 0 | 0 | 0 | 0 | 0 | 0 | 0 | 0 | 0 | 0 | 0 | 0 | 0 | 0 | 0 | 0 | 0 | 0 | 0 | 0 | 0 | 0 | 0 | 0 | 0
| Residential Tablets | 0 | 0 | 0 | 0 | 0 | 0 | 0 | 0 | 0 | 0 | 0 | 0 | 0 | 0 | 0 | 0 | 0 | 0 | 0 | 0 | 0 | 0 | 0 | 0 | 0 | 0 | 0 | 0 | 0 | 0 | 0 | 0 | 0 | 0 | 0 | 0 | 0 | 0 | 0 | 0 | 0.0047217 | 0.026127 | 0.057319 | 0.10564 | 0.13063 | 0.14384 | 0.22374 | 0.2518 | 0.2801 | 0.30823 | 0.3366 | 0.34593 | 0.34763 | 0.34925 | 0.35084 | 0.3524 | 0.35392 | 0.35539 | 0.35682 | 0.3582 | 0.35953 | 0.36082 | 0.36207 | 0.36327 | 0.36444 | 0.36556 | 0.36666 | 0.36773 | 0.36878 | 0.36982 | 0.37083 | 0.37183 | 0.37282 | 0.37381 | 0.37478 | 0.37574 | 0.37668 | 0.37761 | 0.37852 | 0.37942 | 0.38032 | 0.38122
| Residential Routers | 0 | 0 | 0 | 0 | 0 | 0 | 0 | 0 | 0 | 0 | 0 | 0 | 0 | 0 | 0 | 0 | 0 | 0 | 0 | 0 | 0 | 0 | 0 | 0 | 0 | 0 | 0 | 0 | 0 | 0 | 0 | 0 | 0 | 0 | 0 | 0 | 0 | 0 | 0.89323 | 1.0557 | 1.1097 | 1.1635 | 1.2016 | 1.1921 | 1.2331 | 1.2911 | 1.402 | 1.4131 | 1.4238 | 1.4318 | 1.4396 | 1.447 | 1.4541 | 1.4609 | 1.4676 | 1.4741 | 1.4804 | 1.4866 | 1.4926 | 1.4983 | 1.5039 | 1.5093 | 1.5145 | 1.5196 | 1.5244 | 1.5292 | 1.5338 | 1.5382 | 1.5426 | 1.5469 | 1.5512 | 1.5554 | 1.5595 | 1.5636 | 1.5677 | 1.5717 | 1.5757 | 1.5795 | 1.5834 | 1.5871 | 1.5909 | 1.5946
| Total | 0.78575 | 0.82835 | 0.87195 | 0.91656 | 0.96216 | 1.0088 | 1.0564 | 1.1929 | 1.3334 | 1.4778 | 1.6264 | 1.7792 | 1.936 | 2.0969 | 2.2365 | 2.3664 | 2.4873 | 2.5996 | 2.7063 | 2.8072 | 2.9535 | 3.0661 | 3.214 | 3.4092 | 3.6071 | 3.7325 | 3.7934 | 3.7822 | 3.7179 | 3.6284 | 3.5249 | 3.4468 | 3.5694 | 3.8438 | 4.2334 | 4.6174 | 4.8578 | 5.0109 | 5.052 | 4.9108 | 5.2044 | 5.6155 | 5.9891 | 6.183 | 6.3478 | 6.5626 | 6.9989 | 7.2845 | 7.5629 | 7.8155 | 8.0673 | 8.299 | 8.521 | 8.741 | 8.9604 | 9.1794 | 9.3968 | 9.6127 | 9.8273 | 10.0407 | 10.252 | 10.4616 | 10.6694 | 10.8758 | 11.08 | 11.2825 | 11.4833 | 11.683 | 11.8808 | 12.0772 | 12.2722 | 12.4664 | 12.6588 | 12.85 | 13.0399 | 13.2288 | 13.4158 | 13.6013 | 13.7852 | 13.9677 | 14.1489 | 14.329
Consumer Power
Appliances Millions
| Year | 1970 | 1971 | 1972 | 1973 | 1974 | 1975 | 1976 | 1977 | 1978 | 1979 | 1980 | 1981 | 1982 | 1983 | 1984 | 1985 | 1986 | 1987 | 1988 | 1989 | 1990 | 1991 | 1992 | 1993 | 1994 | 1995 | 1996 | 1997 | 1998 | 1999 | 2000 | 2001 | 2002 | 2003 | 2004 | 2005 | 2006 | 2007 | 2008 | 2009 | 2010 | 2011 | 2012 | 2013 | 2014 | 2015 | 2016 | 2017 | 2018 | 2019 | 2020 | 2021 | 2022 | 2023 | 2024 | 2025 | 2026 | 2027 | 2028 | 2029 | 2030 | 2031 | 2032 | 2033 | 2034 | 2035 | 2036 | 2037 | 2038 | 2039 | 2040 | 2041 | 2042 | 2043 | 2044 | 2045 | 2046 | 2047 | 2048 | 2049 | 2050 | 2051
| Power Supply Units | 13.9817 | 14.4817 | 14.9817 | 15.4817 | 15.9817 | 16.4817 | 16.9817 | 18.8729 | 20.7664 | 22.6621 | 24.5635 | 26.4705 | 28.3814 | 30.2945 | 31.8621 | 33.2602 | 34.5795 | 35.8033 | 37.0137 | 38.1436 | 39.225 | 42.0708 | 46.0289 | 51.1102 | 57.1802 | 64.1072 | 71.7579 | 79.9997 | 88.6995 | 97.3516 | 105.8014 | 114.7031 | 124.939 | 135.4454 | 146.1867 | 157.4963 | 165.6493 | 173.1148 | 109.0692 | 112.0856 | 116.054 | 117.4421 | 116.8647 | 114.7281 | 113.8132 | 112.0072 | 113.655 | 115.2863 | 116.8825 | 118.2778 | 119.6576 | 121.02 | 122.3607 | 123.678 | 124.9941 | 126.3074 | 127.6102 | 128.9031 | 130.1863 | 131.4609 | 132.7221 | 133.9721 | 135.2108 | 136.4412 | 137.6597 | 138.8699 | 140.0733 | 141.2736 | 142.4677 | 143.6591 | 144.8488 | 146.04 | 147.2289 | 148.4179 | 149.6069 | 150.7975 | 151.9847 | 153.1698 | 154.352 | 155.5329 | 156.7169 | 157.9056
| Internet Handsets | 0 | 0 | 0 | 0 | 0 | 0 | 0 | 0 | 0 | 0 | 0 | 0 | 0 | 0 | 0 | 0 | 0 | 0 | 0 | 0 | 0 | 0 | 0 | 0 | 0 | 0 | 0 | 0 | 0 | 0 | 0 | 0 | 0 | 0 | 0 | 0 | 0 | 0 | 11.25 | 12.075 | 18.45 | 22.575 | 28.8 | 33.375 | 38.4 | 44.1816 | 50.2168 | 56.3462 | 58.0466 | 58.375 | 58.6917 | 58.9951 | 59.2853 | 59.5607 | 59.8321 | 60.0981 | 60.3568 | 60.6079 | 60.8515 | 61.0872 | 61.315 | 61.535 | 61.7473 | 61.9525 | 62.1509 | 62.3434 | 62.5306 | 62.7135 | 62.8925 | 63.0684 | 63.2415 | 63.4125 | 63.5816 | 63.7489 | 63.9144 | 64.0779 | 64.2391 | 64.3978 | 64.5535 | 64.7062 | 64.8595 | 65.0131
| Voice Only Handsets | 0 | 0 | 0 | 0 | 0 | 0 | 0 | 0 | 0 | 0 | 0 | 0 | 0 | 0 | 0 | 0 | 0 | 0 | 0 | 0 | 0 | 0 | 0 | 0 | 0 | 0 | 0 | 0 | 0 | 0 | 0 | 0 | 0 | 0 | 0 | 0 | 0 | 0 | 42.975 | 42.225 | 35.4 | 31.275 | 25.95 | 21.3 | 16.575 | 12.8982 | 8.1498 | 3.3074 | 0 | 0 | 0 | 0 | 0 | 0 | 0 | 0 | 0 | 0 | 0 | 0 | 0 | 0 | 0 | 0 | 0 | 0 | 0 | 0 | 0 | 0 | 0 | 0 | 0 | 0 | 0 | 0 | 0 | 0 | 0 | 0 | 0 | 0
| Residential Tablets | 0 | 0 | 0 | 0 | 0 | 0 | 0 | 0 | 0 | 0 | 0 | 0 | 0 | 0 | 0 | 0 | 0 | 0 | 0 | 0 | 0 | 0 | 0 | 0 | 0 | 0 | 0 | 0 | 0 | 0 | 0 | 0 | 0 | 0 | 0 | 0 | 0 | 0 | 0 | 0 | 0.54896 | 3.0375 | 6.6641 | 12.2822 | 15.1871 | 16.7231 | 21.8416 | 27.0487 | 32.3091 | 37.5777 | 42.8949 | 48.2706 | 53.6731 | 59.1115 | 59.8321 | 60.0981 | 60.3568 | 60.6079 | 60.8515 | 61.0872 | 61.315 | 61.535 | 61.7473 | 61.9525 | 62.1509 | 62.3434 | 62.5306 | 62.7135 | 62.8925 | 63.0684 | 63.2415 | 63.4125 | 63.5816 | 63.7489 | 63.9144 | 64.0779 | 64.2391 | 64.3978 | 64.5535 | 64.7062 | 64.8595 | 65.0131
| Residential Routers | 0 | 0 | 0 | 0 | 0 | 0 | 0 | 0 | 0 | 0 | 0 | 0 | 0 | 0 | 0 | 0 | 0 | 0 | 0 | 0 | 0 | 0 | 0 | 0 | 0 | 0 | 0 | 0 | 0 | 0 | 0 | 0 | 0 | 0 | 0 | 0 | 0 | 0 | 15.6873 | 18.5409 | 19.4881 | 20.4344 | 21.1029 | 20.9355 | 21.6557 | 22.6753 | 22.8634 | 23.0455 | 23.2186 | 23.35 | 23.4767 | 23.598 | 23.7141 | 23.8243 | 23.9329 | 24.0392 | 24.1427 | 24.2432 | 24.3406 | 24.4349 | 24.526 | 24.614 | 24.6989 | 24.781 | 24.8604 | 24.9374 | 25.0123 | 25.0854 | 25.157 | 25.2273 | 25.2966 | 25.365 | 25.4326 | 25.4996 | 25.5658 | 25.6312 | 25.6957 | 25.7591 | 25.8214 | 25.8825 | 25.9438 | 26.0052
| Total | 13.9817 | 14.4817 | 14.9817 | 15.4817 | 15.9817 | 16.4817 | 16.9817 | 18.8729 | 20.7664 | 22.6621 | 24.5635 | 26.4705 | 28.3814 | 30.2945 | 31.8621 | 33.2602 | 34.5795 | 35.8033 | 37.0137 | 38.1436 | 39.225 | 42.0708 | 46.0289 | 51.1102 | 57.1802 | 64.1072 | 71.7579 | 79.9997 | 88.6995 | 97.3516 | 105.8014 | 114.7031 | 124.939 | 135.4454 | 146.1867 | 157.4963 | 165.6493 | 173.1148 | 178.9815 | 184.9264 | 189.941 | 194.764 | 199.3817 | 202.6207 | 205.631 | 208.4854 | 216.7266 | 225.0341 | 230.4568 | 237.5805 | 244.7209 | 251.8837 | 259.0332 | 266.1744 | 268.5912 | 270.5429 | 272.4666 | 274.3621 | 276.2298 | 278.0702 | 279.8781 | 281.6561 | 283.4044 | 285.1271 | 286.8219 | 288.494 | 290.1468 | 291.7859 | 293.4098 | 295.0232 | 296.6284 | 298.23 | 299.8247 | 301.4153 | 303.0014 | 304.5844 | 306.1586 | 307.7245 | 309.2805 | 310.8277 | 312.3796 | 313.9371
Demand TWh/yr
| Year | 1970 | 1971 | 1972 | 1973 | 1974 | 1975 | 1976 | 1977 | 1978 | 1979 | 1980 | 1981 | 1982 | 1983 | 1984 | 1985 | 1986 | 1987 | 1988 | 1989 | 1990 | 1991 | 1992 | 1993 | 1994 | 1995 | 1996 | 1997 | 1998 | 1999 | 2000 | 2001 | 2002 | 2003 | 2004 | 2005 | 2006 | 2007 | 2008 | 2009 | 2010 | 2011 | 2012 | 2013 | 2014 | 2015 | 2016 | 2017 | 2018 | 2019 | 2020 | 2021 | 2022 | 2023 | 2024 | 2025 | 2026 | 2027 | 2028 | 2029 | 2030 | 2031 | 2032 | 2033 | 2034 | 2035 | 2036 | 2037 | 2038 | 2039 | 2040 | 2041 | 2042 | 2043 | 2044 | 2045 | 2046 | 2047 | 2048 | 2049 | 2050 | 2051
| Power Supply Units | 0.78575 | 0.82835 | 0.87195 | 0.91656 | 0.96216 | 1.0088 | 1.0564 | 1.1929 | 1.3334 | 1.4778 | 1.6264 | 1.7792 | 1.936 | 2.0969 | 2.2365 | 2.3664 | 2.4873 | 2.5996 | 2.7063 | 2.8072 | 2.9535 | 3.0661 | 3.214 | 3.4092 | 3.6071 | 3.7325 | 3.7934 | 3.7822 | 3.7179 | 3.6284 | 3.5249 | 3.4468 | 3.5694 | 3.8438 | 4.2334 | 4.6174 | 4.8578 | 5.0109 | 4.0375 | 3.7303 | 3.9398 | 4.2588 | 4.5365 | 4.673 | 4.7508 | 4.8678 | 5.1144 | 5.3657 | 5.6199 | 5.869 | 6.1216 | 6.3781 | 6.637 | 6.8988 | 7.1646 | 7.4348 | 7.7079 | 7.9844 | 8.2642 | 8.548 | 8.8343 | 9.1237 | 9.4161 | 9.7124 | 10.011 | 10.3127 | 10.6177 | 10.9267 | 11.2383 | 11.5534 | 11.872 | 12.195 | 12.5208 | 12.8504 | 13.1836 | 13.5212 | 13.8616 | 14.2054 | 14.5526 | 14.9039 | 15.2586 | 15.6174
| Internet Handsets | 0 | 0 | 0 | 0 | 0 | 0 | 0 | 0 | 0 | 0 | 0 | 0 | 0 | 0 | 0 | 0 | 0 | 0 | 0 | 0 | 0 | 0 | 0 | 0 | 0 | 0 | 0 | 0 | 0 | 0 | 0 | 0 | 0 | 0 | 0 | 0 | 0 | 0 | 0.061594 | 0.066111 | 0.10101 | 0.1236 | 0.15768 | 0.18273 | 0.21024 | 0.24189 | 0.27494 | 0.3085 | 0.3178 | 0.3196 | 0.32134 | 0.323 | 0.32459 | 0.32609 | 0.32758 | 0.32904 | 0.33045 | 0.33183 | 0.33316 | 0.33445 | 0.3357 | 0.3369 | 0.33807 | 0.33919 | 0.34028 | 0.34133 | 0.34236 | 0.34336 | 0.34434 | 0.3453 | 0.34625 | 0.34718 | 0.34811 | 0.34903 | 0.34993 | 0.35083 | 0.35171 | 0.35258 | 0.35343 | 0.35427 | 0.35511 | 0.35595
| Voice Only Handsets | 0 | 0 | 0 | 0 | 0 | 0 | 0 | 0 | 0 | 0 | 0 | 0 | 0 | 0 | 0 | 0 | 0 | 0 | 0 | 0 | 0 | 0 | 0 | 0 | 0 | 0 | 0 | 0 | 0 | 0 | 0 | 0 | 0 | 0 | 0 | 0 | 0 | 0 | 0.059666 | 0.058625 | 0.049149 | 0.043422 | 0.036029 | 0.029573 | 0.023013 | 0.017908 | 0.011315 | 0.004592 | 0 | 0 | 0 | 0 | 0 | 0 | 0 | 0 | 0 | 0 | 0 | 0 | 0 | 0 | 0 | 0 | 0 | 0 | 0 | 0 | 0 | 0 | 0 | 0 | 0 | 0 | 0 | 0 | 0 | 0 | 0 | 0 | 0 | 0
| Residential Tablets | 0 | 0 | 0 | 0 | 0 | 0 | 0 | 0 | 0 | 0 | 0 | 0 | 0 | 0 | 0 | 0 | 0 | 0 | 0 | 0 | 0 | 0 | 0 | 0 | 0 | 0 | 0 | 0 | 0 | 0 | 0 | 0 | 0 | 0 | 0 | 0 | 0 | 0 | 0 | 0 | 0.0047217 | 0.026127 | 0.057319 | 0.10564 | 0.13063 | 0.14384 | 0.25615 | 0.31721 | 0.3789 | 0.44069 | 0.50305 | 0.56609 | 0.62945 | 0.69323 | 0.70168 | 0.7048 | 0.70783 | 0.71078 | 0.71363 | 0.7164 | 0.71907 | 0.72165 | 0.72414 | 0.72654 | 0.72887 | 0.73113 | 0.73332 | 0.73547 | 0.73757 | 0.73963 | 0.74166 | 0.74367 | 0.74565 | 0.74761 | 0.74955 | 0.75147 | 0.75336 | 0.75522 | 0.75705 | 0.75884 | 0.76064 | 0.76244
| Residential Routers | 0 | 0 | 0 | 0 | 0 | 0 | 0 | 0 | 0 | 0 | 0 | 0 | 0 | 0 | 0 | 0 | 0 | 0 | 0 | 0 | 0 | 0 | 0 | 0 | 0 | 0 | 0 | 0 | 0 | 0 | 0 | 0 | 0 | 0 | 0 | 0 | 0 | 0 | 0.89323 | 1.0557 | 1.1097 | 1.1635 | 1.2016 | 1.1921 | 1.2331 | 1.2911 | 1.402 | 1.4131 | 1.4238 | 1.4318 | 1.4396 | 1.447 | 1.4541 | 1.4609 | 1.4676 | 1.4741 | 1.4804 | 1.4866 | 1.4926 | 1.4983 | 1.5039 | 1.5093 | 1.5145 | 1.5196 | 1.5244 | 1.5292 | 1.5338 | 1.5382 | 1.5426 | 1.5469 | 1.5512 | 1.5554 | 1.5595 | 1.5636 | 1.5677 | 1.5717 | 1.5757 | 1.5795 | 1.5834 | 1.5871 | 1.5909 | 1.5946
| Total | 0.78575 | 0.82835 | 0.87195 | 0.91656 | 0.96216 | 1.0088 | 1.0564 | 1.1929 | 1.3334 | 1.4778 | 1.6264 | 1.7792 | 1.936 | 2.0969 | 2.2365 | 2.3664 | 2.4873 | 2.5996 | 2.7063 | 2.8072 | 2.9535 | 3.0661 | 3.214 | 3.4092 | 3.6071 | 3.7325 | 3.7934 | 3.7822 | 3.7179 | 3.6284 | 3.5249 | 3.4468 | 3.5694 | 3.8438 | 4.2334 | 4.6174 | 4.8578 | 5.0109 | 5.052 | 4.9108 | 5.2044 | 5.6155 | 5.9891 | 6.183 | 6.3478 | 6.5626 | 7.0587 | 7.4091 | 7.7403 | 8.0611 | 8.3856 | 8.7142 | 9.0452 | 9.3791 | 9.6614 | 9.9428 | 10.2266 | 10.5136 | 10.8036 | 11.0972 | 11.393 | 11.6916 | 11.9929 | 12.2977 | 12.6046 | 12.9143 | 13.2271 | 13.5437 | 13.8628 | 14.1852 | 14.5111 | 14.8412 | 15.1741 | 15.5107 | 15.8508 | 16.1952 | 16.5423 | 16.8927 | 17.2464 | 17.6042 | 17.9652 | 18.3304

## PD14
Electricity: Residential Wet appliances
Washing machines, tumble driers, dish-washers, washer-driers
Historic Source to 2015: Energy Consumption in the UK
Source 2016 Onwards: National Grid Scenarios
Data on an annual calendar year basis
Millions of Appliances
| Year | 1970 | 1971 | 1972 | 1973 | 1974 | 1975 | 1976 | 1977 | 1978 | 1979 | 1980 | 1981 | 1982 | 1983 | 1984 | 1985 | 1986 | 1987 | 1988 | 1989 | 1990 | 1991 | 1992 | 1993 | 1994 | 1995 | 1996 | 1997 | 1998 | 1999 | 2000 | 2001 | 2002 | 2003 | 2004 | 2005 | 2006 | 2007 | 2008 | 2009 | 2010 | 2011 | 2012 | 2013 | 2014 | 2015 | 2016 | 2017 | 2018 | 2019 | 2020 | 2021 | 2022 | 2023 | 2024 | 2025 | 2026 | 2027 | 2028 | 2029 | 2030 | 2031 | 2032 | 2033 | 2034 | 2035 | 2036 | 2037 | 2038 | 2039 | 2040 | 2041 | 2042 | 2043 | 2044 | 2045 | 2046 | 2047 | 2048 | 2049 | 2050 | 2051
| Two Degrees | 12.4724 | 12.9824 | 13.5811 | 14.3161 | 15.1768 | 16.1045 | 17.0122 | 17.8617 | 18.6708 | 19.4736 | 20.3949 | 21.3058 | 22.0919 | 23.0004 | 24.1436 | 25.4144 | 26.6471 | 27.8541 | 29.0019 | 30.0843 | 31.0167 | 31.8349 | 32.4634 | 33.0477 | 33.6177 | 34.1192 | 34.5828 | 35.0118 | 35.4726 | 35.991 | 36.6219 | 37.5309 | 38.3774 | 39.3762 | 40.705 | 42.2515 | 43.3914 | 44.3572 | 45.164 | 45.9417 | 46.693 | 47.419 | 48.1453 | 48.8514 | 49.5394 | 50.2118 | 51.1077 | 51.9992 | 52.8768 | 53.6655 | 54.449 | 55.2266 | 55.9955 | 56.7552 | 57.5158 | 58.2769 | 59.034 | 59.7496 | 60.3679 | 60.9825 | 61.5911 | 62.1946 | 62.793 | 63.3878 | 63.9771 | 64.5628 | 65.1454 | 65.7268 | 66.3053 | 66.8828 | 67.4595 | 68.0372 | 68.6138 | 69.1906 | 69.7675 | 70.3454 | 70.9217 | 71.4971 | 72.0713 | 72.6451 | 73.2203 | 73.7979
| Slow Progression | 12.4724 | 12.9824 | 13.5811 | 14.3161 | 15.1768 | 16.1045 | 17.0122 | 17.8617 | 18.6708 | 19.4736 | 20.3949 | 21.3058 | 22.0919 | 23.0004 | 24.1436 | 25.4144 | 26.6471 | 27.8541 | 29.0019 | 30.0843 | 31.0167 | 31.8349 | 32.4634 | 33.0477 | 33.6177 | 34.1192 | 34.5828 | 35.0118 | 35.4726 | 35.991 | 36.6219 | 37.5309 | 38.3774 | 39.3762 | 40.705 | 42.2515 | 43.3914 | 44.3572 | 45.164 | 45.9417 | 46.693 | 47.419 | 48.1453 | 48.8514 | 49.5394 | 50.2118 | 51.063 | 51.909 | 52.7406 | 53.4831 | 54.2197 | 54.95 | 55.6712 | 56.3829 | 57.095 | 57.8072 | 58.5152 | 59.2196 | 59.9205 | 60.5275 | 61.1017 | 61.6707 | 62.2345 | 62.7944 | 63.3488 | 63.8994 | 64.4468 | 64.9927 | 65.5357 | 66.0774 | 66.6183 | 67.1599 | 67.7004 | 68.2409 | 68.7814 | 69.3225 | 69.8621 | 70.4007 | 70.938 | 71.4745 | 72.0125 | 72.5526
| Steady State | 12.4724 | 12.9824 | 13.5811 | 14.3161 | 15.1768 | 16.1045 | 17.0122 | 17.8617 | 18.6708 | 19.4736 | 20.3949 | 21.3058 | 22.0919 | 23.0004 | 24.1436 | 25.4144 | 26.6471 | 27.8541 | 29.0019 | 30.0843 | 31.0167 | 31.8349 | 32.4634 | 33.0477 | 33.6177 | 34.1192 | 34.5828 | 35.0118 | 35.4726 | 35.991 | 36.6219 | 37.5309 | 38.3774 | 39.3762 | 40.705 | 42.2515 | 43.3914 | 44.3572 | 45.164 | 45.9417 | 46.693 | 47.419 | 48.1453 | 48.8514 | 49.5394 | 50.2118 | 51.0184 | 51.8189 | 52.6045 | 53.3006 | 53.9904 | 54.6733 | 55.3469 | 56.0105 | 56.6742 | 57.3375 | 57.9963 | 58.6513 | 59.3023 | 59.9502 | 60.5923 | 61.1469 | 61.6761 | 62.2011 | 62.7205 | 63.236 | 63.7481 | 64.2585 | 64.7661 | 65.2721 | 65.7772 | 66.2827 | 66.787 | 67.2912 | 67.7952 | 68.2997 | 68.8026 | 69.3043 | 69.8046 | 70.3039 | 70.8047 | 71.3074
| Consumer Power | 12.4724 | 12.9824 | 13.5811 | 14.3161 | 15.1768 | 16.1045 | 17.0122 | 17.8617 | 18.6708 | 19.4736 | 20.3949 | 21.3058 | 22.0919 | 23.0004 | 24.1436 | 25.4144 | 26.6471 | 27.8541 | 29.0019 | 30.0843 | 31.0167 | 31.8349 | 32.4634 | 33.0477 | 33.6177 | 34.1192 | 34.5828 | 35.0118 | 35.4726 | 35.991 | 36.6219 | 37.5309 | 38.3774 | 39.3762 | 40.705 | 42.2515 | 43.3914 | 44.3572 | 45.164 | 45.9417 | 46.693 | 47.419 | 48.1453 | 48.8514 | 49.5394 | 50.2118 | 51.1077 | 51.9992 | 52.8768 | 53.6655 | 54.449 | 55.2266 | 55.9955 | 56.7552 | 57.5158 | 58.2769 | 59.034 | 59.7496 | 60.3679 | 60.9825 | 61.5911 | 62.1946 | 62.793 | 63.3878 | 63.9771 | 64.5628 | 65.1454 | 65.7268 | 66.3053 | 66.8828 | 67.4595 | 68.0372 | 68.6138 | 69.1906 | 69.7675 | 70.3454 | 70.9217 | 71.4971 | 72.0713 | 72.6451 | 73.2203 | 73.7979
Appliance Demand TWh/yr
| Year | 1970 | 1971 | 1972 | 1973 | 1974 | 1975 | 1976 | 1977 | 1978 | 1979 | 1980 | 1981 | 1982 | 1983 | 1984 | 1985 | 1986 | 1987 | 1988 | 1989 | 1990 | 1991 | 1992 | 1993 | 1994 | 1995 | 1996 | 1997 | 1998 | 1999 | 2000 | 2001 | 2002 | 2003 | 2004 | 2005 | 2006 | 2007 | 2008 | 2009 | 2010 | 2011 | 2012 | 2013 | 2014 | 2015 | 2016 | 2017 | 2018 | 2019 | 2020 | 2021 | 2022 | 2023 | 2024 | 2025 | 2026 | 2027 | 2028 | 2029 | 2030 | 2031 | 2032 | 2033 | 2034 | 2035 | 2036 | 2037 | 2038 | 2039 | 2040 | 2041 | 2042 | 2043 | 2044 | 2045 | 2046 | 2047 | 2048 | 2049 | 2050 | 2051
| Two Degrees | 4.1517 | 4.3272 | 4.5276 | 4.7617 | 5.0208 | 5.2888 | 5.5419 | 5.7619 | 5.9636 | 6.1801 | 6.4703 | 6.7967 | 7.1131 | 7.5146 | 8.0599 | 8.7249 | 9.4342 | 10.1264 | 10.7658 | 11.3336 | 11.9773 | 12.2131 | 12.3749 | 12.5831 | 12.6801 | 12.7184 | 12.7317 | 12.6942 | 12.6676 | 12.7002 | 12.7604 | 12.8764 | 13.5848 | 13.8626 | 14.2348 | 14.5843 | 14.795 | 14.9541 | 14.8208 | 13.9644 | 14.2129 | 14.6521 | 14.8879 | 15.0141 | 15.05 | 15.1838 | 15.3085 | 15.4256 | 15.5331 | 15.2316 | 14.9264 | 14.6175 | 14.3049 | 13.6633 | 13.0521 | 12.4691 | 11.9123 | 11.4415 | 11.0171 | 10.6429 | 10.4436 | 10.031 | 9.6331 | 9.2495 | 8.8796 | 8.5233 | 8.1802 | 7.8501 | 7.5324 | 7.2268 | 6.9331 | 6.739 | 6.5498 | 6.3654 | 6.1857 | 6.0107 | 5.8401 | 5.6739 | 5.5119 | 5.3541 | 5.2005 | 5.0512
| Slow Progression | 4.1517 | 4.3272 | 4.5276 | 4.7617 | 5.0208 | 5.2888 | 5.5419 | 5.7619 | 5.9636 | 6.1801 | 6.4703 | 6.7967 | 7.1131 | 7.5146 | 8.0599 | 8.7249 | 9.4342 | 10.1264 | 10.7658 | 11.3336 | 11.9773 | 12.2131 | 12.3749 | 12.5831 | 12.6801 | 12.7184 | 12.7317 | 12.6942 | 12.6676 | 12.7002 | 12.7604 | 12.8764 | 13.5848 | 13.8626 | 14.2348 | 14.5843 | 14.795 | 14.9541 | 14.8208 | 13.9644 | 14.2129 | 14.6521 | 14.8879 | 15.0141 | 15.05 | 15.1838 | 15.2942 | 15.3969 | 15.4901 | 15.5517 | 15.6067 | 15.6543 | 15.6948 | 15.7276 | 15.7556 | 15.7782 | 15.7952 | 15.8717 | 15.975 | 16.0585 | 16.1344 | 16.2078 | 16.2786 | 16.3471 | 16.4133 | 16.4775 | 16.5397 | 16.6003 | 16.6593 | 16.7169 | 16.7733 | 16.8285 | 16.8827 | 16.9359 | 16.988 | 17.039 | 17.0889 | 17.1374 | 17.1847 | 17.2305 | 17.2759 | 17.3208
| Steady State | 4.1517 | 4.3272 | 4.5276 | 4.7617 | 5.0208 | 5.2888 | 5.5419 | 5.7619 | 5.9636 | 6.1801 | 6.4703 | 6.7967 | 7.1131 | 7.5146 | 8.0599 | 8.7249 | 9.4342 | 10.1264 | 10.7658 | 11.3336 | 11.9773 | 12.2131 | 12.3749 | 12.5831 | 12.6801 | 12.7184 | 12.7317 | 12.6942 | 12.6676 | 12.7002 | 12.7604 | 12.8764 | 13.5848 | 13.8626 | 14.2348 | 14.5843 | 14.795 | 14.9541 | 14.8208 | 13.9644 | 14.2129 | 14.6521 | 14.8879 | 15.0141 | 15.05 | 15.1838 | 15.336 | 15.4825 | 15.6211 | 15.7297 | 15.8332 | 15.9311 | 16.0233 | 16.1093 | 16.1922 | 16.2715 | 16.3465 | 16.4172 | 16.4837 | 16.6208 | 16.7654 | 16.892 | 17.0129 | 17.1325 | 17.2504 | 17.367 | 17.4825 | 17.5973 | 17.7112 | 17.8246 | 17.9375 | 18.0504 | 18.1628 | 18.275 | 18.3871 | 18.499 | 18.6105 | 18.7215 | 18.8319 | 18.9419 | 19.0522 | 19.1629
| Consumer Power | 4.1517 | 4.3272 | 4.5276 | 4.7617 | 5.0208 | 5.2888 | 5.5419 | 5.7619 | 5.9636 | 6.1801 | 6.4703 | 6.7967 | 7.1131 | 7.5146 | 8.0599 | 8.7249 | 9.4342 | 10.1264 | 10.7658 | 11.3336 | 11.9773 | 12.2131 | 12.3749 | 12.5831 | 12.6801 | 12.7184 | 12.7317 | 12.6942 | 12.6676 | 12.7002 | 12.7604 | 12.8764 | 13.5848 | 13.8626 | 14.2348 | 14.5843 | 14.795 | 14.9541 | 14.8208 | 13.9644 | 14.2129 | 14.6521 | 14.8879 | 15.0141 | 15.05 | 15.1838 | 15.4212 | 15.6553 | 15.8836 | 16.0834 | 16.28 | 16.473 | 16.6618 | 16.8462 | 17.0292 | 17.2106 | 17.3892 | 17.5572 | 17.7029 | 17.8459 | 17.9856 | 18.1526 | 18.3623 | 18.572 | 18.7809 | 18.9895 | 19.198 | 19.4072 | 19.6163 | 19.8259 | 20.0362 | 20.2477 | 20.4596 | 20.6724 | 20.8862 | 21.1012 | 21.3165 | 21.5324 | 21.7487 | 21.9659 | 22.1844 | 22.4044
Breakdown
Two Degrees
Appliances Millions
| Year | 1970 | 1971 | 1972 | 1973 | 1974 | 1975 | 1976 | 1977 | 1978 | 1979 | 1980 | 1981 | 1982 | 1983 | 1984 | 1985 | 1986 | 1987 | 1988 | 1989 | 1990 | 1991 | 1992 | 1993 | 1994 | 1995 | 1996 | 1997 | 1998 | 1999 | 2000 | 2001 | 2002 | 2003 | 2004 | 2005 | 2006 | 2007 | 2008 | 2009 | 2010 | 2011 | 2012 | 2013 | 2014 | 2015 | 2016 | 2017 | 2018 | 2019 | 2020 | 2021 | 2022 | 2023 | 2024 | 2025 | 2026 | 2027 | 2028 | 2029 | 2030 | 2031 | 2032 | 2033 | 2034 | 2035 | 2036 | 2037 | 2038 | 2039 | 2040 | 2041 | 2042 | 2043 | 2044 | 2045 | 2046 | 2047 | 2048 | 2049 | 2050 | 2051
| Washing Machine | 12.1063 | 12.3927 | 12.7124 | 13.1067 | 13.5761 | 14.0642 | 14.4889 | 14.8519 | 15.1687 | 15.4433 | 15.7552 | 16.089 | 16.3222 | 16.5861 | 16.88 | 17.1112 | 17.2356 | 17.3222 | 17.3837 | 17.4263 | 17.4503 | 17.5093 | 17.5656 | 17.6497 | 17.7496 | 17.9216 | 18.0855 | 18.2432 | 18.3809 | 18.5338 | 18.7205 | 19.0142 | 19.2308 | 19.4375 | 19.6268 | 19.8733 | 20.1202 | 20.3598 | 20.6001 | 20.8409 | 21.082 | 21.324 | 21.577 | 21.8303 | 22.084 | 22.3381 | 22.6368 | 22.9316 | 23.2191 | 23.4663 | 23.71 | 23.9499 | 24.1853 | 24.4158 | 24.6458 | 24.8749 | 25.1017 | 25.288 | 25.3782 | 25.465 | 25.5484 | 25.6285 | 25.7054 | 25.7791 | 25.85 | 25.9183 | 25.9844 | 26.0486 | 26.1111 | 26.1723 | 26.2323 | 26.2912 | 26.3494 | 26.4067 | 26.4633 | 26.5189 | 26.5736 | 26.6271 | 26.6794 | 26.7303 | 26.7814 | 26.8326
| Washer-dryer | 0 | 0 | 0 | 0 | 0 | 0.0057751 | 0.020525 | 0.04316 | 0.075278 | 0.11853 | 0.17461 | 0.2453 | 0.34728 | 0.48106 | 0.68244 | 0.95667 | 1.3098 | 1.6986 | 2.078 | 2.4286 | 2.7239 | 2.9679 | 3.1496 | 3.2833 | 3.3743 | 3.4118 | 3.446 | 3.4662 | 3.5169 | 3.5672 | 3.6209 | 3.6923 | 3.746 | 3.7949 | 3.8376 | 3.8889 | 3.9378 | 3.9827 | 4.0255 | 4.0661 | 4.105 | 4.142 | 4.1785 | 4.2139 | 4.2477 | 4.2802 | 4.3265 | 4.3718 | 4.4155 | 4.4515 | 4.4867 | 4.521 | 4.5543 | 4.5867 | 4.6188 | 4.6507 | 4.6821 | 4.7129 | 4.7433 | 4.7732 | 4.8025 | 4.8313 | 4.8596 | 4.8874 | 4.9147 | 4.9417 | 4.9682 | 4.9946 | 5.0207 | 5.0466 | 5.0723 | 5.098 | 5.1235 | 5.149 | 5.1743 | 5.1996 | 5.2248 | 5.2498 | 5.2746 | 5.2993 | 5.324 | 5.3489
| Dishwasher | 0.22776 | 0.3327 | 0.45079 | 0.57482 | 0.69658 | 0.81147 | 0.91477 | 0.97099 | 0.98472 | 0.9882 | 1.0289 | 1.0693 | 1.0673 | 1.0785 | 1.1425 | 1.2852 | 1.494 | 1.7582 | 2.0788 | 2.4543 | 2.8345 | 3.1857 | 3.5141 | 3.8586 | 4.2212 | 4.5312 | 4.8209 | 5.0888 | 5.3423 | 5.5839 | 5.8203 | 6.0766 | 6.2957 | 6.6277 | 7.3103 | 8.1532 | 8.6262 | 8.9737 | 9.1952 | 9.4193 | 9.646 | 9.875 | 10.1122 | 10.3518 | 10.594 | 10.8389 | 11.1127 | 11.387 | 11.6593 | 11.913 | 12.1665 | 12.4196 | 12.6714 | 12.9219 | 13.1733 | 13.4257 | 13.6776 | 13.9295 | 14.1812 | 14.4332 | 14.6842 | 14.9349 | 15.185 | 15.4353 | 15.6847 | 15.9338 | 16.1828 | 16.4324 | 16.6816 | 16.9312 | 17.1811 | 17.4321 | 17.6831 | 17.9347 | 18.1869 | 18.4401 | 18.6931 | 18.9464 | 19.1999 | 19.454 | 19.7088 | 19.9646
| Tumble Dryer | 0.13831 | 0.25697 | 0.4179 | 0.63461 | 0.90413 | 1.2231 | 1.5881 | 1.9956 | 2.442 | 2.9236 | 3.4361 | 3.9022 | 4.3551 | 4.8548 | 5.4386 | 6.0614 | 6.6076 | 7.0752 | 7.4614 | 7.7751 | 8.008 | 8.1719 | 8.2341 | 8.256 | 8.2727 | 8.2545 | 8.2304 | 8.2136 | 8.2326 | 8.3061 | 8.4603 | 8.7478 | 9.1049 | 9.5162 | 9.9302 | 10.336 | 10.7072 | 11.041 | 11.3432 | 11.6154 | 11.86 | 12.078 | 12.2775 | 12.4554 | 12.6136 | 12.7545 | 13.0317 | 13.3088 | 13.5829 | 13.8348 | 14.0859 | 14.3361 | 14.5844 | 14.8308 | 15.0779 | 15.3256 | 15.5726 | 15.8192 | 16.0652 | 16.3112 | 16.5559 | 16.7999 | 17.043 | 17.286 | 17.5277 | 17.769 | 18.0099 | 18.2512 | 18.4919 | 18.7328 | 18.9739 | 19.2159 | 19.4578 | 19.7002 | 19.943 | 20.1867 | 20.4302 | 20.6738 | 20.9174 | 21.1615 | 21.4061 | 21.6518
| Total | 12.4724 | 12.9824 | 13.5811 | 14.3161 | 15.1768 | 16.1045 | 17.0122 | 17.8617 | 18.6708 | 19.4736 | 20.3949 | 21.3058 | 22.0919 | 23.0004 | 24.1436 | 25.4144 | 26.6471 | 27.8541 | 29.0019 | 30.0843 | 31.0167 | 31.8349 | 32.4634 | 33.0477 | 33.6177 | 34.1192 | 34.5828 | 35.0118 | 35.4726 | 35.991 | 36.6219 | 37.5309 | 38.3774 | 39.3762 | 40.705 | 42.2515 | 43.3914 | 44.3572 | 45.164 | 45.9417 | 46.693 | 47.419 | 48.1453 | 48.8514 | 49.5394 | 50.2118 | 51.1077 | 51.9992 | 52.8768 | 53.6655 | 54.449 | 55.2266 | 55.9955 | 56.7552 | 57.5158 | 58.2769 | 59.034 | 59.7496 | 60.3679 | 60.9825 | 61.5911 | 62.1946 | 62.793 | 63.3878 | 63.9771 | 64.5628 | 65.1454 | 65.7268 | 66.3053 | 66.8828 | 67.4595 | 68.0372 | 68.6138 | 69.1906 | 69.7675 | 70.3454 | 70.9217 | 71.4971 | 72.0713 | 72.6451 | 73.2203 | 73.7979
Demand TWh/yr
| Year | 1970 | 1971 | 1972 | 1973 | 1974 | 1975 | 1976 | 1977 | 1978 | 1979 | 1980 | 1981 | 1982 | 1983 | 1984 | 1985 | 1986 | 1987 | 1988 | 1989 | 1990 | 1991 | 1992 | 1993 | 1994 | 1995 | 1996 | 1997 | 1998 | 1999 | 2000 | 2001 | 2002 | 2003 | 2004 | 2005 | 2006 | 2007 | 2008 | 2009 | 2010 | 2011 | 2012 | 2013 | 2014 | 2015 | 2016 | 2017 | 2018 | 2019 | 2020 | 2021 | 2022 | 2023 | 2024 | 2025 | 2026 | 2027 | 2028 | 2029 | 2030 | 2031 | 2032 | 2033 | 2034 | 2035 | 2036 | 2037 | 2038 | 2039 | 2040 | 2041 | 2042 | 2043 | 2044 | 2045 | 2046 | 2047 | 2048 | 2049 | 2050 | 2051
| Washing Machine | 3.9521 | 4.024 | 4.1022 | 4.1974 | 4.3073 | 4.4168 | 4.5044 | 4.5762 | 4.6431 | 4.7105 | 4.805 | 4.9257 | 5.0255 | 5.139 | 5.2669 | 5.3786 | 5.4518 | 5.4866 | 5.4889 | 5.4629 | 5.5023 | 5.4023 | 5.318 | 5.2748 | 5.2009 | 5.1527 | 5.0906 | 5.0101 | 4.9162 | 4.8452 | 4.7828 | 4.7367 | 4.9036 | 4.8598 | 4.8169 | 4.746 | 4.6649 | 4.6449 | 4.5736 | 4.2814 | 4.3383 | 4.4601 | 4.5267 | 4.5648 | 4.5807 | 4.6294 | 4.6619 | 4.6929 | 4.7216 | 4.5872 | 4.4528 | 4.3184 | 4.184 | 3.921 | 3.6742 | 3.4424 | 3.2247 | 3.0157 | 2.8094 | 2.6169 | 2.4782 | 2.3523 | 2.2324 | 2.1184 | 2.01 | 1.9069 | 1.809 | 1.7159 | 1.6275 | 1.5436 | 1.4639 | 1.4081 | 1.3543 | 1.3025 | 1.2526 | 1.2046 | 1.1584 | 1.1139 | 1.0711 | 1.0298 | 0.99019 | 0.95206
| Washer-dryer | 0 | 0 | 0 | 0 | 0 | 0.0031336 | 0.011067 | 0.023148 | 0.040222 | 0.063474 | 0.094271 | 0.13449 | 0.1946 | 0.27747 | 0.40681 | 0.59038 | 0.83442 | 1.1085 | 1.3796 | 1.6295 | 1.8669 | 2.0161 | 2.1241 | 2.2138 | 2.2586 | 2.2658 | 2.2718 | 2.2644 | 2.277 | 2.2952 | 2.3131 | 2.3356 | 2.4518 | 2.478 | 2.4954 | 2.5 | 2.5039 | 2.501 | 2.4594 | 2.3008 | 2.3224 | 2.3752 | 2.3946 | 2.3971 | 2.3858 | 2.391 | 2.3903 | 2.3886 | 2.3855 | 2.3135 | 2.2414 | 2.1693 | 2.0973 | 1.9725 | 1.8549 | 1.7442 | 1.6398 | 1.5415 | 1.4488 | 1.3842 | 1.3927 | 1.3316 | 1.2729 | 1.2167 | 1.1628 | 1.1112 | 1.0618 | 1.0144 | 0.96916 | 0.92584 | 0.8844 | 0.85581 | 0.8281 | 0.80125 | 0.77524 | 0.75005 | 0.72564 | 0.70199 | 0.67907 | 0.65686 | 0.63538 | 0.61459
| Dishwasher | 0.16329 | 0.23601 | 0.31652 | 0.39964 | 0.47975 | 0.55382 | 0.61885 | 0.65232 | 0.65793 | 0.65635 | 0.67666 | 0.69491 | 0.68647 | 0.68411 | 0.70988 | 0.77629 | 0.87537 | 0.99951 | 1.1488 | 1.3215 | 1.5171 | 1.6577 | 1.7869 | 1.931 | 2.0647 | 2.1699 | 2.2661 | 2.345 | 2.4117 | 2.4764 | 2.5318 | 2.5769 | 2.7326 | 2.8345 | 3.041 | 3.2938 | 3.4024 | 3.4614 | 3.3868 | 3.1595 | 3.1894 | 3.2662 | 3.3008 | 3.3146 | 3.3125 | 3.3374 | 3.3452 | 3.3492 | 3.3491 | 3.34 | 3.3273 | 3.3108 | 3.2908 | 3.2669 | 3.2397 | 3.2092 | 3.1753 | 3.2038 | 3.2617 | 3.3196 | 3.3774 | 3.2614 | 3.1483 | 3.0385 | 2.9314 | 2.8275 | 2.7265 | 2.6285 | 2.5335 | 2.4414 | 2.3522 | 2.2961 | 2.2408 | 2.1865 | 2.1332 | 2.0809 | 2.0295 | 1.979 | 1.9294 | 1.8808 | 1.8332 | 1.7866
| Tumble Dryer | 0.036283 | 0.067166 | 0.10883 | 0.16467 | 0.23374 | 0.31504 | 0.40754 | 0.51023 | 0.62237 | 0.74981 | 0.89434 | 1.0416 | 1.2066 | 1.414 | 1.6763 | 1.9796 | 2.2726 | 2.5318 | 2.7485 | 2.9198 | 3.091 | 3.1371 | 3.1459 | 3.1635 | 3.1559 | 3.1299 | 3.1032 | 3.0747 | 3.0628 | 3.0834 | 3.1327 | 3.2273 | 3.4968 | 3.6904 | 3.8816 | 4.0445 | 4.2238 | 4.3468 | 4.4011 | 4.2227 | 4.3629 | 4.5505 | 4.6658 | 4.7376 | 4.771 | 4.8261 | 4.911 | 4.9949 | 5.0769 | 4.9909 | 4.9049 | 4.8189 | 4.7328 | 4.503 | 4.2833 | 4.0734 | 3.8726 | 3.6806 | 3.4972 | 3.3222 | 3.1953 | 3.0858 | 2.9793 | 2.8759 | 2.7753 | 2.6777 | 2.583 | 2.4912 | 2.4022 | 2.316 | 2.2325 | 2.1791 | 2.1266 | 2.0752 | 2.0247 | 1.9752 | 1.9266 | 1.879 | 1.8323 | 1.7866 | 1.7418 | 1.698
| Total | 4.1517 | 4.3272 | 4.5276 | 4.7617 | 5.0208 | 5.2888 | 5.5419 | 5.7619 | 5.9636 | 6.1801 | 6.4703 | 6.7967 | 7.1131 | 7.5146 | 8.0599 | 8.7249 | 9.4342 | 10.1264 | 10.7658 | 11.3336 | 11.9773 | 12.2131 | 12.3749 | 12.5831 | 12.6801 | 12.7184 | 12.7317 | 12.6942 | 12.6676 | 12.7002 | 12.7604 | 12.8764 | 13.5848 | 13.8626 | 14.2348 | 14.5843 | 14.795 | 14.9541 | 14.8208 | 13.9644 | 14.2129 | 14.6521 | 14.8879 | 15.0141 | 15.05 | 15.1838 | 15.3085 | 15.4256 | 15.5331 | 15.2316 | 14.9264 | 14.6175 | 14.3049 | 13.6633 | 13.0521 | 12.4691 | 11.9123 | 11.4415 | 11.0171 | 10.6429 | 10.4436 | 10.031 | 9.6331 | 9.2495 | 8.8796 | 8.5233 | 8.1802 | 7.8501 | 7.5324 | 7.2268 | 6.9331 | 6.739 | 6.5498 | 6.3654 | 6.1857 | 6.0107 | 5.8401 | 5.6739 | 5.5119 | 5.3541 | 5.2005 | 5.0512
Slow Progression
Appliances Millions
| Year | 1970 | 1971 | 1972 | 1973 | 1974 | 1975 | 1976 | 1977 | 1978 | 1979 | 1980 | 1981 | 1982 | 1983 | 1984 | 1985 | 1986 | 1987 | 1988 | 1989 | 1990 | 1991 | 1992 | 1993 | 1994 | 1995 | 1996 | 1997 | 1998 | 1999 | 2000 | 2001 | 2002 | 2003 | 2004 | 2005 | 2006 | 2007 | 2008 | 2009 | 2010 | 2011 | 2012 | 2013 | 2014 | 2015 | 2016 | 2017 | 2018 | 2019 | 2020 | 2021 | 2022 | 2023 | 2024 | 2025 | 2026 | 2027 | 2028 | 2029 | 2030 | 2031 | 2032 | 2033 | 2034 | 2035 | 2036 | 2037 | 2038 | 2039 | 2040 | 2041 | 2042 | 2043 | 2044 | 2045 | 2046 | 2047 | 2048 | 2049 | 2050 | 2051
| Washing Machine | 12.1063 | 12.3927 | 12.7124 | 13.1067 | 13.5761 | 14.0642 | 14.4889 | 14.8519 | 15.1687 | 15.4433 | 15.7552 | 16.089 | 16.3222 | 16.5861 | 16.88 | 17.1112 | 17.2356 | 17.3222 | 17.3837 | 17.4263 | 17.4503 | 17.5093 | 17.5656 | 17.6497 | 17.7496 | 17.9216 | 18.0855 | 18.2432 | 18.3809 | 18.5338 | 18.7205 | 19.0142 | 19.2308 | 19.4375 | 19.6268 | 19.8733 | 20.1202 | 20.3598 | 20.6001 | 20.8409 | 21.082 | 21.324 | 21.577 | 21.8303 | 22.084 | 22.3381 | 22.624 | 22.9058 | 23.1801 | 23.414 | 23.6444 | 23.8707 | 24.0925 | 24.3093 | 24.5254 | 24.7405 | 24.9533 | 25.1637 | 25.372 | 25.487 | 25.5721 | 25.6539 | 25.7324 | 25.8078 | 25.8804 | 25.9504 | 26.0182 | 26.0841 | 26.1484 | 26.2113 | 26.273 | 26.3337 | 26.3936 | 26.4527 | 26.511 | 26.5684 | 26.6249 | 26.6802 | 26.7342 | 26.7869 | 26.8399 | 26.8929
| Washer-dryer | 0 | 0 | 0 | 0 | 0 | 0.0057751 | 0.020525 | 0.04316 | 0.075278 | 0.11853 | 0.17461 | 0.2453 | 0.34728 | 0.48106 | 0.68244 | 0.95667 | 1.3098 | 1.6986 | 2.078 | 2.4286 | 2.7239 | 2.9679 | 3.1496 | 3.2833 | 3.3743 | 3.4118 | 3.446 | 3.4662 | 3.5169 | 3.5672 | 3.6209 | 3.6923 | 3.746 | 3.7949 | 3.8376 | 3.8889 | 3.9378 | 3.9827 | 4.0255 | 4.0661 | 4.105 | 4.142 | 4.1785 | 4.2139 | 4.2477 | 4.2802 | 4.325 | 4.3688 | 4.411 | 4.4455 | 4.4791 | 4.5118 | 4.5437 | 4.5744 | 4.605 | 4.6352 | 4.665 | 4.6942 | 4.7229 | 4.7512 | 4.7788 | 4.8059 | 4.8325 | 4.8587 | 4.8843 | 4.9095 | 4.9344 | 4.9591 | 4.9834 | 5.0076 | 5.0316 | 5.0555 | 5.0793 | 5.103 | 5.1266 | 5.1501 | 5.1735 | 5.1967 | 5.2198 | 5.2426 | 5.2656 | 5.2886
| Dishwasher | 0.22776 | 0.3327 | 0.45079 | 0.57482 | 0.69658 | 0.81147 | 0.91477 | 0.97099 | 0.98472 | 0.9882 | 1.0289 | 1.0693 | 1.0673 | 1.0785 | 1.1425 | 1.2852 | 1.494 | 1.7582 | 2.0788 | 2.4543 | 2.8345 | 3.1857 | 3.5141 | 3.8586 | 4.2212 | 4.5312 | 4.8209 | 5.0888 | 5.3423 | 5.5839 | 5.8203 | 6.0766 | 6.2957 | 6.6277 | 7.3103 | 8.1532 | 8.6262 | 8.9737 | 9.1952 | 9.4193 | 9.646 | 9.875 | 10.1122 | 10.3518 | 10.594 | 10.8389 | 11.1055 | 11.3726 | 11.6375 | 11.8838 | 12.1297 | 12.3753 | 12.6195 | 12.8622 | 13.1058 | 13.3504 | 13.5945 | 13.8384 | 14.0822 | 14.3261 | 14.5691 | 14.8116 | 15.0536 | 15.2957 | 15.5368 | 15.7777 | 16.0184 | 16.2597 | 16.5005 | 16.7416 | 16.9831 | 17.2256 | 17.4681 | 17.7112 | 17.9548 | 18.1993 | 18.4437 | 18.6884 | 18.9332 | 19.1785 | 19.4245 | 19.6715
| Tumble Dryer | 0.13831 | 0.25697 | 0.4179 | 0.63461 | 0.90413 | 1.2231 | 1.5881 | 1.9956 | 2.442 | 2.9236 | 3.4361 | 3.9022 | 4.3551 | 4.8548 | 5.4386 | 6.0614 | 6.6076 | 7.0752 | 7.4614 | 7.7751 | 8.008 | 8.1719 | 8.2341 | 8.256 | 8.2727 | 8.2545 | 8.2304 | 8.2136 | 8.2326 | 8.3061 | 8.4603 | 8.7478 | 9.1049 | 9.5162 | 9.9302 | 10.336 | 10.7072 | 11.041 | 11.3432 | 11.6154 | 11.86 | 12.078 | 12.2775 | 12.4554 | 12.6136 | 12.7545 | 13.0085 | 13.2619 | 13.512 | 13.7398 | 13.9665 | 14.1921 | 14.4156 | 14.637 | 14.8588 | 15.0811 | 15.3025 | 15.5233 | 15.7434 | 15.9632 | 16.1817 | 16.3993 | 16.616 | 16.8323 | 17.0473 | 17.2617 | 17.4757 | 17.6898 | 17.9034 | 18.117 | 18.3307 | 18.5451 | 18.7594 | 18.974 | 19.189 | 19.4046 | 19.62 | 19.8354 | 20.0508 | 20.2664 | 20.4826 | 20.6996
| Total | 12.4724 | 12.9824 | 13.5811 | 14.3161 | 15.1768 | 16.1045 | 17.0122 | 17.8617 | 18.6708 | 19.4736 | 20.3949 | 21.3058 | 22.0919 | 23.0004 | 24.1436 | 25.4144 | 26.6471 | 27.8541 | 29.0019 | 30.0843 | 31.0167 | 31.8349 | 32.4634 | 33.0477 | 33.6177 | 34.1192 | 34.5828 | 35.0118 | 35.4726 | 35.991 | 36.6219 | 37.5309 | 38.3774 | 39.3762 | 40.705 | 42.2515 | 43.3914 | 44.3572 | 45.164 | 45.9417 | 46.693 | 47.419 | 48.1453 | 48.8514 | 49.5394 | 50.2118 | 51.063 | 51.909 | 52.7406 | 53.4831 | 54.2197 | 54.95 | 55.6712 | 56.3829 | 57.095 | 57.8072 | 58.5152 | 59.2196 | 59.9205 | 60.5275 | 61.1017 | 61.6707 | 62.2345 | 62.7944 | 63.3488 | 63.8994 | 64.4468 | 64.9927 | 65.5357 | 66.0774 | 66.6183 | 67.1599 | 67.7004 | 68.2409 | 68.7814 | 69.3225 | 69.8621 | 70.4007 | 70.938 | 71.4745 | 72.0125 | 72.5526
Demand TWh/yr
| Year | 1970 | 1971 | 1972 | 1973 | 1974 | 1975 | 1976 | 1977 | 1978 | 1979 | 1980 | 1981 | 1982 | 1983 | 1984 | 1985 | 1986 | 1987 | 1988 | 1989 | 1990 | 1991 | 1992 | 1993 | 1994 | 1995 | 1996 | 1997 | 1998 | 1999 | 2000 | 2001 | 2002 | 2003 | 2004 | 2005 | 2006 | 2007 | 2008 | 2009 | 2010 | 2011 | 2012 | 2013 | 2014 | 2015 | 2016 | 2017 | 2018 | 2019 | 2020 | 2021 | 2022 | 2023 | 2024 | 2025 | 2026 | 2027 | 2028 | 2029 | 2030 | 2031 | 2032 | 2033 | 2034 | 2035 | 2036 | 2037 | 2038 | 2039 | 2040 | 2041 | 2042 | 2043 | 2044 | 2045 | 2046 | 2047 | 2048 | 2049 | 2050 | 2051
| Washing Machine | 3.9521 | 4.024 | 4.1022 | 4.1974 | 4.3073 | 4.4168 | 4.5044 | 4.5762 | 4.6431 | 4.7105 | 4.805 | 4.9257 | 5.0255 | 5.139 | 5.2669 | 5.3786 | 5.4518 | 5.4866 | 5.4889 | 5.4629 | 5.5023 | 5.4023 | 5.318 | 5.2748 | 5.2009 | 5.1527 | 5.0906 | 5.0101 | 4.9162 | 4.8452 | 4.7828 | 4.7367 | 4.9036 | 4.8598 | 4.8169 | 4.746 | 4.6649 | 4.6449 | 4.5736 | 4.2814 | 4.3383 | 4.4601 | 4.5267 | 4.5648 | 4.5807 | 4.6294 | 4.6593 | 4.6876 | 4.7137 | 4.7309 | 4.7468 | 4.7612 | 4.7743 | 4.7857 | 4.7965 | 4.8064 | 4.8154 | 4.8234 | 4.8305 | 4.8192 | 4.8022 | 4.7843 | 4.7656 | 4.746 | 4.7259 | 4.705 | 4.6836 | 4.6616 | 4.6392 | 4.6164 | 4.5932 | 4.5696 | 4.5458 | 4.5217 | 4.4973 | 4.4725 | 4.4475 | 4.4222 | 4.3965 | 4.3704 | 4.3442 | 4.318
| Washer-dryer | 0 | 0 | 0 | 0 | 0 | 0.0031336 | 0.011067 | 0.023148 | 0.040222 | 0.063474 | 0.094271 | 0.13449 | 0.1946 | 0.27747 | 0.40681 | 0.59038 | 0.83442 | 1.1085 | 1.3796 | 1.6295 | 1.8669 | 2.0161 | 2.1241 | 2.2138 | 2.2586 | 2.2658 | 2.2718 | 2.2644 | 2.277 | 2.2952 | 2.3131 | 2.3356 | 2.4518 | 2.478 | 2.4954 | 2.5 | 2.5039 | 2.501 | 2.4594 | 2.3008 | 2.3224 | 2.3752 | 2.3946 | 2.3971 | 2.3858 | 2.391 | 2.3895 | 2.387 | 2.3831 | 2.3745 | 2.3651 | 2.3548 | 2.3436 | 2.3315 | 2.319 | 2.3058 | 2.2921 | 2.2778 | 2.2628 | 2.2473 | 2.2311 | 2.2144 | 2.1972 | 2.1793 | 2.1609 | 2.1421 | 2.1228 | 2.103 | 2.0829 | 2.0624 | 2.0415 | 2.0203 | 1.9987 | 1.9769 | 1.9547 | 1.9321 | 1.9093 | 1.8861 | 1.8626 | 1.8386 | 1.8145 | 1.7901
| Dishwasher | 0.16329 | 0.23601 | 0.31652 | 0.39964 | 0.47975 | 0.55382 | 0.61885 | 0.65232 | 0.65793 | 0.65635 | 0.67666 | 0.69491 | 0.68647 | 0.68411 | 0.70988 | 0.77629 | 0.87537 | 0.99951 | 1.1488 | 1.3215 | 1.5171 | 1.6577 | 1.7869 | 1.931 | 2.0647 | 2.1699 | 2.2661 | 2.345 | 2.4117 | 2.4764 | 2.5318 | 2.5769 | 2.7326 | 2.8345 | 3.041 | 3.2938 | 3.4024 | 3.4614 | 3.3868 | 3.1595 | 3.1894 | 3.2662 | 3.3008 | 3.3146 | 3.3125 | 3.3374 | 3.3431 | 3.345 | 3.3428 | 3.3318 | 3.3173 | 3.299 | 3.2773 | 3.2518 | 3.2232 | 3.1912 | 3.156 | 3.1828 | 3.2389 | 3.295 | 3.3509 | 3.4067 | 3.4623 | 3.518 | 3.5735 | 3.6289 | 3.6842 | 3.7397 | 3.7951 | 3.8506 | 3.9061 | 3.9619 | 4.0177 | 4.0736 | 4.1296 | 4.1858 | 4.2421 | 4.2983 | 4.3546 | 4.4111 | 4.4676 | 4.5244
| Tumble Dryer | 0.036283 | 0.067166 | 0.10883 | 0.16467 | 0.23374 | 0.31504 | 0.40754 | 0.51023 | 0.62237 | 0.74981 | 0.89434 | 1.0416 | 1.2066 | 1.414 | 1.6763 | 1.9796 | 2.2726 | 2.5318 | 2.7485 | 2.9198 | 3.091 | 3.1371 | 3.1459 | 3.1635 | 3.1559 | 3.1299 | 3.1032 | 3.0747 | 3.0628 | 3.0834 | 3.1327 | 3.2273 | 3.4968 | 3.6904 | 3.8816 | 4.0445 | 4.2238 | 4.3468 | 4.4011 | 4.2227 | 4.3629 | 4.5505 | 4.6658 | 4.7376 | 4.771 | 4.8261 | 4.9022 | 4.9773 | 5.0504 | 5.1145 | 5.1775 | 5.2393 | 5.2997 | 5.3586 | 5.417 | 5.4748 | 5.5317 | 5.5877 | 5.6428 | 5.697 | 5.7502 | 5.8024 | 5.8535 | 5.9038 | 5.9531 | 6.0015 | 6.0491 | 6.096 | 6.1421 | 6.1876 | 6.2324 | 6.2768 | 6.3205 | 6.3638 | 6.4064 | 6.4486 | 6.49 | 6.5309 | 6.571 | 6.6105 | 6.6496 | 6.6883
| Total | 4.1517 | 4.3272 | 4.5276 | 4.7617 | 5.0208 | 5.2888 | 5.5419 | 5.7619 | 5.9636 | 6.1801 | 6.4703 | 6.7967 | 7.1131 | 7.5146 | 8.0599 | 8.7249 | 9.4342 | 10.1264 | 10.7658 | 11.3336 | 11.9773 | 12.2131 | 12.3749 | 12.5831 | 12.6801 | 12.7184 | 12.7317 | 12.6942 | 12.6676 | 12.7002 | 12.7604 | 12.8764 | 13.5848 | 13.8626 | 14.2348 | 14.5843 | 14.795 | 14.9541 | 14.8208 | 13.9644 | 14.2129 | 14.6521 | 14.8879 | 15.0141 | 15.05 | 15.1838 | 15.2942 | 15.3969 | 15.4901 | 15.5517 | 15.6067 | 15.6543 | 15.6948 | 15.7276 | 15.7556 | 15.7782 | 15.7952 | 15.8717 | 15.975 | 16.0585 | 16.1344 | 16.2078 | 16.2786 | 16.3471 | 16.4133 | 16.4775 | 16.5397 | 16.6003 | 16.6593 | 16.7169 | 16.7733 | 16.8285 | 16.8827 | 16.9359 | 16.988 | 17.039 | 17.0889 | 17.1374 | 17.1847 | 17.2305 | 17.2759 | 17.3208
Steady State
Appliances Millions
| Year | 1970 | 1971 | 1972 | 1973 | 1974 | 1975 | 1976 | 1977 | 1978 | 1979 | 1980 | 1981 | 1982 | 1983 | 1984 | 1985 | 1986 | 1987 | 1988 | 1989 | 1990 | 1991 | 1992 | 1993 | 1994 | 1995 | 1996 | 1997 | 1998 | 1999 | 2000 | 2001 | 2002 | 2003 | 2004 | 2005 | 2006 | 2007 | 2008 | 2009 | 2010 | 2011 | 2012 | 2013 | 2014 | 2015 | 2016 | 2017 | 2018 | 2019 | 2020 | 2021 | 2022 | 2023 | 2024 | 2025 | 2026 | 2027 | 2028 | 2029 | 2030 | 2031 | 2032 | 2033 | 2034 | 2035 | 2036 | 2037 | 2038 | 2039 | 2040 | 2041 | 2042 | 2043 | 2044 | 2045 | 2046 | 2047 | 2048 | 2049 | 2050 | 2051
| Washing Machine | 12.1063 | 12.3927 | 12.7124 | 13.1067 | 13.5761 | 14.0642 | 14.4889 | 14.8519 | 15.1687 | 15.4433 | 15.7552 | 16.089 | 16.3222 | 16.5861 | 16.88 | 17.1112 | 17.2356 | 17.3222 | 17.3837 | 17.4263 | 17.4503 | 17.5093 | 17.5656 | 17.6497 | 17.7496 | 17.9216 | 18.0855 | 18.2432 | 18.3809 | 18.5338 | 18.7205 | 19.0142 | 19.2308 | 19.4375 | 19.6268 | 19.8733 | 20.1202 | 20.3598 | 20.6001 | 20.8409 | 21.082 | 21.324 | 21.577 | 21.8303 | 22.084 | 22.3381 | 22.6112 | 22.8801 | 23.1412 | 23.3618 | 23.5788 | 23.7916 | 23.9997 | 24.2027 | 24.405 | 24.6061 | 24.8048 | 25.0011 | 25.1951 | 25.3868 | 25.5757 | 25.6792 | 25.7594 | 25.8365 | 25.9108 | 25.9826 | 26.0521 | 26.1197 | 26.1856 | 26.2503 | 26.3137 | 26.3762 | 26.4378 | 26.4987 | 26.5588 | 26.6179 | 26.6762 | 26.7333 | 26.7891 | 26.8436 | 26.8983 | 26.9532
| Washer-dryer | 0 | 0 | 0 | 0 | 0 | 0.0057751 | 0.020525 | 0.04316 | 0.075278 | 0.11853 | 0.17461 | 0.2453 | 0.34728 | 0.48106 | 0.68244 | 0.95667 | 1.3098 | 1.6986 | 2.078 | 2.4286 | 2.7239 | 2.9679 | 3.1496 | 3.2833 | 3.3743 | 3.4118 | 3.446 | 3.4662 | 3.5169 | 3.5672 | 3.6209 | 3.6923 | 3.746 | 3.7949 | 3.8376 | 3.8889 | 3.9378 | 3.9827 | 4.0255 | 4.0661 | 4.105 | 4.142 | 4.1785 | 4.2139 | 4.2477 | 4.2802 | 4.3235 | 4.3658 | 4.4066 | 4.4394 | 4.4715 | 4.5027 | 4.533 | 4.5621 | 4.5911 | 4.6197 | 4.6479 | 4.6755 | 4.7025 | 4.7291 | 4.7551 | 4.7806 | 4.8055 | 4.8299 | 4.8539 | 4.8774 | 4.9006 | 4.9235 | 4.9461 | 4.9686 | 4.9908 | 5.013 | 5.0351 | 5.057 | 5.0789 | 5.1006 | 5.1222 | 5.1436 | 5.1649 | 5.186 | 5.2071 | 5.2283
| Dishwasher | 0.22776 | 0.3327 | 0.45079 | 0.57482 | 0.69658 | 0.81147 | 0.91477 | 0.97099 | 0.98472 | 0.9882 | 1.0289 | 1.0693 | 1.0673 | 1.0785 | 1.1425 | 1.2852 | 1.494 | 1.7582 | 2.0788 | 2.4543 | 2.8345 | 3.1857 | 3.5141 | 3.8586 | 4.2212 | 4.5312 | 4.8209 | 5.0888 | 5.3423 | 5.5839 | 5.8203 | 6.0766 | 6.2957 | 6.6277 | 7.3103 | 8.1532 | 8.6262 | 8.9737 | 9.1952 | 9.4193 | 9.646 | 9.875 | 10.1122 | 10.3518 | 10.594 | 10.8389 | 11.0984 | 11.3581 | 11.6157 | 11.8545 | 12.093 | 12.331 | 12.5675 | 12.8026 | 13.0384 | 13.2751 | 13.5113 | 13.7473 | 13.9831 | 14.219 | 14.4539 | 14.6883 | 14.9222 | 15.156 | 15.389 | 15.6216 | 15.854 | 16.0869 | 16.3194 | 16.5521 | 16.7852 | 17.0192 | 17.2532 | 17.4877 | 17.7227 | 17.9586 | 18.1944 | 18.4303 | 18.6664 | 18.903 | 19.1402 | 19.3784
| Tumble Dryer | 0.13831 | 0.25697 | 0.4179 | 0.63461 | 0.90413 | 1.2231 | 1.5881 | 1.9956 | 2.442 | 2.9236 | 3.4361 | 3.9022 | 4.3551 | 4.8548 | 5.4386 | 6.0614 | 6.6076 | 7.0752 | 7.4614 | 7.7751 | 8.008 | 8.1719 | 8.2341 | 8.256 | 8.2727 | 8.2545 | 8.2304 | 8.2136 | 8.2326 | 8.3061 | 8.4603 | 8.7478 | 9.1049 | 9.5162 | 9.9302 | 10.336 | 10.7072 | 11.041 | 11.3432 | 11.6154 | 11.86 | 12.078 | 12.2775 | 12.4554 | 12.6136 | 12.7545 | 12.9853 | 13.2149 | 13.4411 | 13.6448 | 13.8471 | 14.048 | 14.2467 | 14.4431 | 14.6397 | 14.8366 | 15.0324 | 15.2274 | 15.4216 | 15.6153 | 15.8075 | 15.9988 | 16.189 | 16.3786 | 16.5669 | 16.7545 | 16.9415 | 17.1285 | 17.3149 | 17.5012 | 17.6875 | 17.8743 | 18.061 | 18.2478 | 18.4349 | 18.6225 | 18.8098 | 18.9971 | 19.1841 | 19.3713 | 19.559 | 19.7475
| Total | 12.4724 | 12.9824 | 13.5811 | 14.3161 | 15.1768 | 16.1045 | 17.0122 | 17.8617 | 18.6708 | 19.4736 | 20.3949 | 21.3058 | 22.0919 | 23.0004 | 24.1436 | 25.4144 | 26.6471 | 27.8541 | 29.0019 | 30.0843 | 31.0167 | 31.8349 | 32.4634 | 33.0477 | 33.6177 | 34.1192 | 34.5828 | 35.0118 | 35.4726 | 35.991 | 36.6219 | 37.5309 | 38.3774 | 39.3762 | 40.705 | 42.2515 | 43.3914 | 44.3572 | 45.164 | 45.9417 | 46.693 | 47.419 | 48.1453 | 48.8514 | 49.5394 | 50.2118 | 51.0184 | 51.8189 | 52.6045 | 53.3006 | 53.9904 | 54.6733 | 55.3469 | 56.0105 | 56.6742 | 57.3375 | 57.9963 | 58.6513 | 59.3023 | 59.9502 | 60.5923 | 61.1469 | 61.6761 | 62.2011 | 62.7205 | 63.236 | 63.7481 | 64.2585 | 64.7661 | 65.2721 | 65.7772 | 66.2827 | 66.787 | 67.2912 | 67.7952 | 68.2997 | 68.8026 | 69.3043 | 69.8046 | 70.3039 | 70.8047 | 71.3074
Demand TWh/yr
| Year | 1970 | 1971 | 1972 | 1973 | 1974 | 1975 | 1976 | 1977 | 1978 | 1979 | 1980 | 1981 | 1982 | 1983 | 1984 | 1985 | 1986 | 1987 | 1988 | 1989 | 1990 | 1991 | 1992 | 1993 | 1994 | 1995 | 1996 | 1997 | 1998 | 1999 | 2000 | 2001 | 2002 | 2003 | 2004 | 2005 | 2006 | 2007 | 2008 | 2009 | 2010 | 2011 | 2012 | 2013 | 2014 | 2015 | 2016 | 2017 | 2018 | 2019 | 2020 | 2021 | 2022 | 2023 | 2024 | 2025 | 2026 | 2027 | 2028 | 2029 | 2030 | 2031 | 2032 | 2033 | 2034 | 2035 | 2036 | 2037 | 2038 | 2039 | 2040 | 2041 | 2042 | 2043 | 2044 | 2045 | 2046 | 2047 | 2048 | 2049 | 2050 | 2051
| Washing Machine | 3.9521 | 4.024 | 4.1022 | 4.1974 | 4.3073 | 4.4168 | 4.5044 | 4.5762 | 4.6431 | 4.7105 | 4.805 | 4.9257 | 5.0255 | 5.139 | 5.2669 | 5.3786 | 5.4518 | 5.4866 | 5.4889 | 5.4629 | 5.5023 | 5.4023 | 5.318 | 5.2748 | 5.2009 | 5.1527 | 5.0906 | 5.0101 | 4.9162 | 4.8452 | 4.7828 | 4.7367 | 4.9036 | 4.8598 | 4.8169 | 4.746 | 4.6649 | 4.6449 | 4.5736 | 4.2814 | 4.3383 | 4.4601 | 4.5267 | 4.5648 | 4.5807 | 4.6294 | 4.672 | 4.7133 | 4.7527 | 4.7835 | 4.8133 | 4.842 | 4.8694 | 4.8956 | 4.9214 | 4.9466 | 4.9712 | 4.995 | 5.0182 | 5.0406 | 5.0622 | 5.0668 | 5.0666 | 5.0657 | 5.0642 | 5.0621 | 5.0595 | 5.0563 | 5.0529 | 5.0491 | 5.0449 | 5.0405 | 5.0359 | 5.031 | 5.026 | 5.0206 | 5.0151 | 5.0092 | 5.003 | 4.9965 | 4.99 | 4.9835
| Washer-dryer | 0 | 0 | 0 | 0 | 0 | 0.0031336 | 0.011067 | 0.023148 | 0.040222 | 0.063474 | 0.094271 | 0.13449 | 0.1946 | 0.27747 | 0.40681 | 0.59038 | 0.83442 | 1.1085 | 1.3796 | 1.6295 | 1.8669 | 2.0161 | 2.1241 | 2.2138 | 2.2586 | 2.2658 | 2.2718 | 2.2644 | 2.277 | 2.2952 | 2.3131 | 2.3356 | 2.4518 | 2.478 | 2.4954 | 2.5 | 2.5039 | 2.501 | 2.4594 | 2.3008 | 2.3224 | 2.3752 | 2.3946 | 2.3971 | 2.3858 | 2.391 | 2.3974 | 2.4029 | 2.4072 | 2.4069 | 2.406 | 2.4042 | 2.4017 | 2.3985 | 2.3949 | 2.3908 | 2.3862 | 2.3812 | 2.3757 | 2.3697 | 2.3632 | 2.3562 | 2.3487 | 2.3408 | 2.3325 | 2.3238 | 2.3147 | 2.3052 | 2.2955 | 2.2855 | 2.2753 | 2.2647 | 2.254 | 2.2431 | 2.2319 | 2.2205 | 2.2089 | 2.197 | 2.1849 | 2.1724 | 2.1599 | 2.1472
| Dishwasher | 0.16329 | 0.23601 | 0.31652 | 0.39964 | 0.47975 | 0.55382 | 0.61885 | 0.65232 | 0.65793 | 0.65635 | 0.67666 | 0.69491 | 0.68647 | 0.68411 | 0.70988 | 0.77629 | 0.87537 | 0.99951 | 1.1488 | 1.3215 | 1.5171 | 1.6577 | 1.7869 | 1.931 | 2.0647 | 2.1699 | 2.2661 | 2.345 | 2.4117 | 2.4764 | 2.5318 | 2.5769 | 2.7326 | 2.8345 | 3.041 | 3.2938 | 3.4024 | 3.4614 | 3.3868 | 3.1595 | 3.1894 | 3.2662 | 3.3008 | 3.3146 | 3.3125 | 3.3374 | 3.3514 | 3.3622 | 3.3695 | 3.3684 | 3.3643 | 3.3571 | 3.3469 | 3.3335 | 3.3175 | 3.2987 | 3.2771 | 3.2527 | 3.2255 | 3.2704 | 3.3244 | 3.3783 | 3.4321 | 3.4859 | 3.5395 | 3.593 | 3.6464 | 3.7 | 3.7535 | 3.807 | 3.8606 | 3.9144 | 3.9682 | 4.0222 | 4.0762 | 4.1305 | 4.1847 | 4.239 | 4.2933 | 4.3477 | 4.4023 | 4.457
| Tumble Dryer | 0.036283 | 0.067166 | 0.10883 | 0.16467 | 0.23374 | 0.31504 | 0.40754 | 0.51023 | 0.62237 | 0.74981 | 0.89434 | 1.0416 | 1.2066 | 1.414 | 1.6763 | 1.9796 | 2.2726 | 2.5318 | 2.7485 | 2.9198 | 3.091 | 3.1371 | 3.1459 | 3.1635 | 3.1559 | 3.1299 | 3.1032 | 3.0747 | 3.0628 | 3.0834 | 3.1327 | 3.2273 | 3.4968 | 3.6904 | 3.8816 | 4.0445 | 4.2238 | 4.3468 | 4.4011 | 4.2227 | 4.3629 | 4.5505 | 4.6658 | 4.7376 | 4.771 | 4.8261 | 4.9153 | 5.0041 | 5.0917 | 5.1709 | 5.2495 | 5.3277 | 5.4052 | 5.4818 | 5.5585 | 5.6354 | 5.712 | 5.7883 | 5.8643 | 5.9402 | 6.0157 | 6.0908 | 6.1655 | 6.2401 | 6.3142 | 6.3882 | 6.4619 | 6.5358 | 6.6094 | 6.683 | 6.7567 | 6.8307 | 6.9046 | 6.9787 | 7.053 | 7.1274 | 7.2018 | 7.2763 | 7.3507 | 7.4253 | 7.5 | 7.5752
| Total | 4.1517 | 4.3272 | 4.5276 | 4.7617 | 5.0208 | 5.2888 | 5.5419 | 5.7619 | 5.9636 | 6.1801 | 6.4703 | 6.7967 | 7.1131 | 7.5146 | 8.0599 | 8.7249 | 9.4342 | 10.1264 | 10.7658 | 11.3336 | 11.9773 | 12.2131 | 12.3749 | 12.5831 | 12.6801 | 12.7184 | 12.7317 | 12.6942 | 12.6676 | 12.7002 | 12.7604 | 12.8764 | 13.5848 | 13.8626 | 14.2348 | 14.5843 | 14.795 | 14.9541 | 14.8208 | 13.9644 | 14.2129 | 14.6521 | 14.8879 | 15.0141 | 15.05 | 15.1838 | 15.336 | 15.4825 | 15.6211 | 15.7297 | 15.8332 | 15.9311 | 16.0233 | 16.1093 | 16.1922 | 16.2715 | 16.3465 | 16.4172 | 16.4837 | 16.6208 | 16.7654 | 16.892 | 17.0129 | 17.1325 | 17.2504 | 17.367 | 17.4825 | 17.5973 | 17.7112 | 17.8246 | 17.9375 | 18.0504 | 18.1628 | 18.275 | 18.3871 | 18.499 | 18.6105 | 18.7215 | 18.8319 | 18.9419 | 19.0522 | 19.1629
Consumer Power
Appliances Millions
| Year | 1970 | 1971 | 1972 | 1973 | 1974 | 1975 | 1976 | 1977 | 1978 | 1979 | 1980 | 1981 | 1982 | 1983 | 1984 | 1985 | 1986 | 1987 | 1988 | 1989 | 1990 | 1991 | 1992 | 1993 | 1994 | 1995 | 1996 | 1997 | 1998 | 1999 | 2000 | 2001 | 2002 | 2003 | 2004 | 2005 | 2006 | 2007 | 2008 | 2009 | 2010 | 2011 | 2012 | 2013 | 2014 | 2015 | 2016 | 2017 | 2018 | 2019 | 2020 | 2021 | 2022 | 2023 | 2024 | 2025 | 2026 | 2027 | 2028 | 2029 | 2030 | 2031 | 2032 | 2033 | 2034 | 2035 | 2036 | 2037 | 2038 | 2039 | 2040 | 2041 | 2042 | 2043 | 2044 | 2045 | 2046 | 2047 | 2048 | 2049 | 2050 | 2051
| Washing Machine | 12.1063 | 12.3927 | 12.7124 | 13.1067 | 13.5761 | 14.0642 | 14.4889 | 14.8519 | 15.1687 | 15.4433 | 15.7552 | 16.089 | 16.3222 | 16.5861 | 16.88 | 17.1112 | 17.2356 | 17.3222 | 17.3837 | 17.4263 | 17.4503 | 17.5093 | 17.5656 | 17.6497 | 17.7496 | 17.9216 | 18.0855 | 18.2432 | 18.3809 | 18.5338 | 18.7205 | 19.0142 | 19.2308 | 19.4375 | 19.6268 | 19.8733 | 20.1202 | 20.3598 | 20.6001 | 20.8409 | 21.082 | 21.324 | 21.577 | 21.8303 | 22.084 | 22.3381 | 22.6368 | 22.9316 | 23.2191 | 23.4663 | 23.71 | 23.9499 | 24.1853 | 24.4158 | 24.6458 | 24.8749 | 25.1017 | 25.288 | 25.3782 | 25.465 | 25.5484 | 25.6285 | 25.7054 | 25.7791 | 25.85 | 25.9183 | 25.9844 | 26.0486 | 26.1111 | 26.1723 | 26.2323 | 26.2912 | 26.3494 | 26.4067 | 26.4633 | 26.5189 | 26.5736 | 26.6271 | 26.6794 | 26.7303 | 26.7814 | 26.8326
| Washer-dryer | 0 | 0 | 0 | 0 | 0 | 0.0057751 | 0.020525 | 0.04316 | 0.075278 | 0.11853 | 0.17461 | 0.2453 | 0.34728 | 0.48106 | 0.68244 | 0.95667 | 1.3098 | 1.6986 | 2.078 | 2.4286 | 2.7239 | 2.9679 | 3.1496 | 3.2833 | 3.3743 | 3.4118 | 3.446 | 3.4662 | 3.5169 | 3.5672 | 3.6209 | 3.6923 | 3.746 | 3.7949 | 3.8376 | 3.8889 | 3.9378 | 3.9827 | 4.0255 | 4.0661 | 4.105 | 4.142 | 4.1785 | 4.2139 | 4.2477 | 4.2802 | 4.3265 | 4.3718 | 4.4155 | 4.4515 | 4.4867 | 4.521 | 4.5543 | 4.5867 | 4.6188 | 4.6507 | 4.6821 | 4.7129 | 4.7433 | 4.7732 | 4.8025 | 4.8313 | 4.8596 | 4.8874 | 4.9147 | 4.9417 | 4.9682 | 4.9946 | 5.0207 | 5.0466 | 5.0723 | 5.098 | 5.1235 | 5.149 | 5.1743 | 5.1996 | 5.2248 | 5.2498 | 5.2746 | 5.2993 | 5.324 | 5.3489
| Dishwasher | 0.22776 | 0.3327 | 0.45079 | 0.57482 | 0.69658 | 0.81147 | 0.91477 | 0.97099 | 0.98472 | 0.9882 | 1.0289 | 1.0693 | 1.0673 | 1.0785 | 1.1425 | 1.2852 | 1.494 | 1.7582 | 2.0788 | 2.4543 | 2.8345 | 3.1857 | 3.5141 | 3.8586 | 4.2212 | 4.5312 | 4.8209 | 5.0888 | 5.3423 | 5.5839 | 5.8203 | 6.0766 | 6.2957 | 6.6277 | 7.3103 | 8.1532 | 8.6262 | 8.9737 | 9.1952 | 9.4193 | 9.646 | 9.875 | 10.1122 | 10.3518 | 10.594 | 10.8389 | 11.1127 | 11.387 | 11.6593 | 11.913 | 12.1665 | 12.4196 | 12.6714 | 12.9219 | 13.1733 | 13.4257 | 13.6776 | 13.9295 | 14.1812 | 14.4332 | 14.6842 | 14.9349 | 15.185 | 15.4353 | 15.6847 | 15.9338 | 16.1828 | 16.4324 | 16.6816 | 16.9312 | 17.1811 | 17.4321 | 17.6831 | 17.9347 | 18.1869 | 18.4401 | 18.6931 | 18.9464 | 19.1999 | 19.454 | 19.7088 | 19.9646
| Tumble Dryer | 0.13831 | 0.25697 | 0.4179 | 0.63461 | 0.90413 | 1.2231 | 1.5881 | 1.9956 | 2.442 | 2.9236 | 3.4361 | 3.9022 | 4.3551 | 4.8548 | 5.4386 | 6.0614 | 6.6076 | 7.0752 | 7.4614 | 7.7751 | 8.008 | 8.1719 | 8.2341 | 8.256 | 8.2727 | 8.2545 | 8.2304 | 8.2136 | 8.2326 | 8.3061 | 8.4603 | 8.7478 | 9.1049 | 9.5162 | 9.9302 | 10.336 | 10.7072 | 11.041 | 11.3432 | 11.6154 | 11.86 | 12.078 | 12.2775 | 12.4554 | 12.6136 | 12.7545 | 13.0317 | 13.3088 | 13.5829 | 13.8348 | 14.0859 | 14.3361 | 14.5844 | 14.8308 | 15.0779 | 15.3256 | 15.5726 | 15.8192 | 16.0652 | 16.3112 | 16.5559 | 16.7999 | 17.043 | 17.286 | 17.5277 | 17.769 | 18.0099 | 18.2512 | 18.4919 | 18.7328 | 18.9739 | 19.2159 | 19.4578 | 19.7002 | 19.943 | 20.1867 | 20.4302 | 20.6738 | 20.9174 | 21.1615 | 21.4061 | 21.6518
| Total | 12.4724 | 12.9824 | 13.5811 | 14.3161 | 15.1768 | 16.1045 | 17.0122 | 17.8617 | 18.6708 | 19.4736 | 20.3949 | 21.3058 | 22.0919 | 23.0004 | 24.1436 | 25.4144 | 26.6471 | 27.8541 | 29.0019 | 30.0843 | 31.0167 | 31.8349 | 32.4634 | 33.0477 | 33.6177 | 34.1192 | 34.5828 | 35.0118 | 35.4726 | 35.991 | 36.6219 | 37.5309 | 38.3774 | 39.3762 | 40.705 | 42.2515 | 43.3914 | 44.3572 | 45.164 | 45.9417 | 46.693 | 47.419 | 48.1453 | 48.8514 | 49.5394 | 50.2118 | 51.1077 | 51.9992 | 52.8768 | 53.6655 | 54.449 | 55.2266 | 55.9955 | 56.7552 | 57.5158 | 58.2769 | 59.034 | 59.7496 | 60.3679 | 60.9825 | 61.5911 | 62.1946 | 62.793 | 63.3878 | 63.9771 | 64.5628 | 65.1454 | 65.7268 | 66.3053 | 66.8828 | 67.4595 | 68.0372 | 68.6138 | 69.1906 | 69.7675 | 70.3454 | 70.9217 | 71.4971 | 72.0713 | 72.6451 | 73.2203 | 73.7979
Demand TWh/yr
| Year | 1970 | 1971 | 1972 | 1973 | 1974 | 1975 | 1976 | 1977 | 1978 | 1979 | 1980 | 1981 | 1982 | 1983 | 1984 | 1985 | 1986 | 1987 | 1988 | 1989 | 1990 | 1991 | 1992 | 1993 | 1994 | 1995 | 1996 | 1997 | 1998 | 1999 | 2000 | 2001 | 2002 | 2003 | 2004 | 2005 | 2006 | 2007 | 2008 | 2009 | 2010 | 2011 | 2012 | 2013 | 2014 | 2015 | 2016 | 2017 | 2018 | 2019 | 2020 | 2021 | 2022 | 2023 | 2024 | 2025 | 2026 | 2027 | 2028 | 2029 | 2030 | 2031 | 2032 | 2033 | 2034 | 2035 | 2036 | 2037 | 2038 | 2039 | 2040 | 2041 | 2042 | 2043 | 2044 | 2045 | 2046 | 2047 | 2048 | 2049 | 2050 | 2051
| Washing Machine | 3.9521 | 4.024 | 4.1022 | 4.1974 | 4.3073 | 4.4168 | 4.5044 | 4.5762 | 4.6431 | 4.7105 | 4.805 | 4.9257 | 5.0255 | 5.139 | 5.2669 | 5.3786 | 5.4518 | 5.4866 | 5.4889 | 5.4629 | 5.5023 | 5.4023 | 5.318 | 5.2748 | 5.2009 | 5.1527 | 5.0906 | 5.0101 | 4.9162 | 4.8452 | 4.7828 | 4.7367 | 4.9036 | 4.8598 | 4.8169 | 4.746 | 4.6649 | 4.6449 | 4.5736 | 4.2814 | 4.3383 | 4.4601 | 4.5267 | 4.5648 | 4.5807 | 4.6294 | 4.6925 | 4.7549 | 4.8158 | 4.8684 | 4.9202 | 4.9713 | 5.0215 | 5.0707 | 5.1199 | 5.1688 | 5.2174 | 5.2575 | 5.2776 | 5.2971 | 5.3158 | 5.3339 | 5.3513 | 5.3681 | 5.3843 | 5.3999 | 5.4151 | 5.43 | 5.4444 | 5.4586 | 5.4726 | 5.4863 | 5.4999 | 5.5134 | 5.5266 | 5.5397 | 5.5526 | 5.5652 | 5.5776 | 5.5898 | 5.6019 | 5.6141
| Washer-dryer | 0 | 0 | 0 | 0 | 0 | 0.0031336 | 0.011067 | 0.023148 | 0.040222 | 0.063474 | 0.094271 | 0.13449 | 0.1946 | 0.27747 | 0.40681 | 0.59038 | 0.83442 | 1.1085 | 1.3796 | 1.6295 | 1.8669 | 2.0161 | 2.1241 | 2.2138 | 2.2586 | 2.2658 | 2.2718 | 2.2644 | 2.277 | 2.2952 | 2.3131 | 2.3356 | 2.4518 | 2.478 | 2.4954 | 2.5 | 2.5039 | 2.501 | 2.4594 | 2.3008 | 2.3224 | 2.3752 | 2.3946 | 2.3971 | 2.3858 | 2.391 | 2.4077 | 2.4237 | 2.4387 | 2.4492 | 2.4591 | 2.4684 | 2.477 | 2.485 | 2.4927 | 2.5001 | 2.5071 | 2.5137 | 2.52 | 2.5258 | 2.5312 | 2.5362 | 2.5409 | 2.5451 | 2.549 | 2.5526 | 2.5559 | 2.5589 | 2.5617 | 2.5643 | 2.5668 | 2.569 | 2.5711 | 2.5731 | 2.5749 | 2.5765 | 2.578 | 2.5793 | 2.5804 | 2.5813 | 2.5822 | 2.583
| Dishwasher | 0.16329 | 0.23601 | 0.31652 | 0.39964 | 0.47975 | 0.55382 | 0.61885 | 0.65232 | 0.65793 | 0.65635 | 0.67666 | 0.69491 | 0.68647 | 0.68411 | 0.70988 | 0.77629 | 0.87537 | 0.99951 | 1.1488 | 1.3215 | 1.5171 | 1.6577 | 1.7869 | 1.931 | 2.0647 | 2.1699 | 2.2661 | 2.345 | 2.4117 | 2.4764 | 2.5318 | 2.5769 | 2.7326 | 2.8345 | 3.041 | 3.2938 | 3.4024 | 3.4614 | 3.3868 | 3.1595 | 3.1894 | 3.2662 | 3.3008 | 3.3146 | 3.3125 | 3.3374 | 3.3662 | 3.3923 | 3.4152 | 3.43 | 3.4423 | 3.4517 | 3.4584 | 3.4622 | 3.4638 | 3.4629 | 3.4596 | 3.4538 | 3.4454 | 3.4343 | 3.4207 | 3.435 | 3.4926 | 3.5501 | 3.6075 | 3.6648 | 3.722 | 3.7795 | 3.8368 | 3.8942 | 3.9517 | 4.0094 | 4.0671 | 4.125 | 4.183 | 4.2412 | 4.2994 | 4.3577 | 4.416 | 4.4744 | 4.533 | 4.5919
| Tumble Dryer | 0.036283 | 0.067166 | 0.10883 | 0.16467 | 0.23374 | 0.31504 | 0.40754 | 0.51023 | 0.62237 | 0.74981 | 0.89434 | 1.0416 | 1.2066 | 1.414 | 1.6763 | 1.9796 | 2.2726 | 2.5318 | 2.7485 | 2.9198 | 3.091 | 3.1371 | 3.1459 | 3.1635 | 3.1559 | 3.1299 | 3.1032 | 3.0747 | 3.0628 | 3.0834 | 3.1327 | 3.2273 | 3.4968 | 3.6904 | 3.8816 | 4.0445 | 4.2238 | 4.3468 | 4.4011 | 4.2227 | 4.3629 | 4.5505 | 4.6658 | 4.7376 | 4.771 | 4.8261 | 4.9547 | 5.0844 | 5.2139 | 5.3358 | 5.4584 | 5.5816 | 5.7048 | 5.8283 | 5.9529 | 6.0787 | 6.2051 | 6.3322 | 6.46 | 6.5887 | 6.7178 | 6.8474 | 6.9776 | 7.1087 | 7.2401 | 7.3721 | 7.5049 | 7.6389 | 7.7733 | 7.9088 | 8.0452 | 8.1829 | 8.3214 | 8.461 | 8.6017 | 8.7437 | 8.8865 | 9.0301 | 9.1747 | 9.3204 | 9.4672 | 9.6154
| Total | 4.1517 | 4.3272 | 4.5276 | 4.7617 | 5.0208 | 5.2888 | 5.5419 | 5.7619 | 5.9636 | 6.1801 | 6.4703 | 6.7967 | 7.1131 | 7.5146 | 8.0599 | 8.7249 | 9.4342 | 10.1264 | 10.7658 | 11.3336 | 11.9773 | 12.2131 | 12.3749 | 12.5831 | 12.6801 | 12.7184 | 12.7317 | 12.6942 | 12.6676 | 12.7002 | 12.7604 | 12.8764 | 13.5848 | 13.8626 | 14.2348 | 14.5843 | 14.795 | 14.9541 | 14.8208 | 13.9644 | 14.2129 | 14.6521 | 14.8879 | 15.0141 | 15.05 | 15.1838 | 15.4212 | 15.6553 | 15.8836 | 16.0834 | 16.28 | 16.473 | 16.6618 | 16.8462 | 17.0292 | 17.2106 | 17.3892 | 17.5572 | 17.7029 | 17.8459 | 17.9856 | 18.1526 | 18.3623 | 18.572 | 18.7809 | 18.9895 | 19.198 | 19.4072 | 19.6163 | 19.8259 | 20.0362 | 20.2477 | 20.4596 | 20.6724 | 20.8862 | 21.1012 | 21.3165 | 21.5324 | 21.7487 | 21.9659 | 22.1844 | 22.4044

## HT1
Installed low carbon heating technologies in Two Degrees
Number of Installations
| Year | 2015 | 2016 | 2017 | 2018 | 2019 | 2020 | 2021 | 2022 | 2023 | 2024 | 2025 | 2026 | 2027 | 2028 | 2029 | 2030 | 2031 | 2032 | 2033 | 2034 | 2035 | 2036 | 2037 | 2038 | 2039 | 2040 | 2041 | 2042 | 2043 | 2044 | 2045 | 2046 | 2047 | 2048 | 2049 | 2050
| Air Source Heat Pump | 40018.5211 | 61704.378 | 104529.3115 | 168280.2335 | 247988.0135 | 393428.7725 | 604130.6918 | 967210.6656 | 1253899.8033 | 1641773.4556 | 2006929.9265 | 2389245.0136 | 2737076.336 | 3073992.8183 | 3346884.6438 | 3575767.4573 | 3614975.4978 | 3629382.521 | 3716944.467 | 3836852.2865 | 3926003.9918 | 4007475.1458 | 4120536.6808 | 4238334.0231 | 4756329.2916 | 5327767.3009 | 5848177.2743 | 6786635.8266 | 8585452.9248 | 11139881.7466 | 12393568.6491 | 13434573.0441 | 13927341.7119 | 14061130.1518 | 14194098.8875 | 14327166.2307
| Biomass | 51050.6201 | 51347.8571 | 51237.9651 | 50925.66 | 51037.0859 | 51540.7306 | 51997.0271 | 51766.5467 | 51429.8963 | 51352.4763 | 50912.6089 | 50558.0881 | 50177.3472 | 50014.568 | 50120.428 | 46578.6131 | 40973.5321 | 35844.833 | 32018.1065 | 28628.7886 | 25594.4773 | 22982.8523 | 20676.8366 | 18603.4982 | 16869.2315 | 13233.2998 | 9373.5249 | 5478.0226 | 1710.6581 | 0 | 0 | 0 | 0 | 0 | 0 | 0
| Fuel cell | 0 | 12.8377 | 32.0432 | 75.278 | 170.826 | 307.6931 | 391.3324 | 1006.6636 | 1577.6596 | 3845.4956 | 13602.3036 | 22113.3323 | 31288.4651 | 42768.9158 | 49970.632 | 57476.1862 | 64284.6232 | 70368.3762 | 76470.0059 | 83567.2359 | 91652.1956 | 98803.4001 | 105404.1526 | 112380.7027 | 119749.1469 | 127526.954 | 135206.3879 | 142789.3376 | 150278.0527 | 157674.0711 | 164978.4002 | 172191.1454 | 179312.3376 | 186341.414 | 193276.839 | 200135.0245
| Gas heat pump | 0 | 128.2983 | 259.3043 | 371.3905 | 687.7913 | 1262.4723 | 1982.4027 | 4195.1288 | 7665.5136 | 11570.9918 | 17384.9551 | 17713.4293 | 17996.296 | 18241.4402 | 18436.0554 | 19208.8146 | 18941.6345 | 18562.9483 | 18595.3881 | 18774.6986 | 18847.1691 | 18864.8901 | 19050.6463 | 19251.5319 | 19619.5203 | 20122.5261 | 20373.0697 | 23288.6905 | 36869.8523 | 50414.4208 | 64515.9327 | 67260.222 | 66259.9873 | 66665.8587 | 67105.3047 | 67585.1061
| Ground Source Heat Pump | 18455.8674 | 20669.9981 | 23229.6945 | 24272.2293 | 26659.3644 | 39142.2549 | 47697.0095 | 52393.8781 | 56016.266 | 60007.9324 | 63839.959 | 67043.6187 | 70034.34 | 72748.1667 | 75026.4841 | 168553.2372 | 255333.6135 | 492250.3315 | 735554.9249 | 987429.8819 | 1236968.4164 | 1550411.3718 | 1881032.5656 | 2219547.8853 | 2586745.6653 | 2757324.5892 | 2897213.7663 | 2788296.5995 | 2808940.5435 | 2743260.0325 | 2667832.6914 | 2695667.6865 | 2571115.3051 | 2501788.7497 | 2432549.0494 | 2363502.634
| Hybrid heat pump gas boiler | 0 | 12337.4435 | 22010.8198 | 36491.3338 | 142913.8902 | 273520.187 | 363683.5319 | 459699.3272 | 624335.9911 | 789145.9359 | 1010569.9946 | 1231678.9005 | 1385729.0759 | 1533356.104 | 1716145.0016 | 2154997.876 | 2495926.1924 | 2848316.2403 | 2816056.8399 | 2787206.3411 | 2748631.5405 | 3332460.7196 | 3955560.855 | 4607619.5078 | 5332860.3728 | 6139474.4528 | 6164664.0401 | 6142468.1572 | 6410573.9511 | 6491754.0265 | 6554000.2174 | 6680825.107 | 6424477.3822 | 6299102.1437 | 6168514.9619 | 6033413.3737
| Micro-CHP | 1210.9198 | 1624.9126 | 2134.1674 | 3025.0778 | 6089.7879 | 6296.2062 | 8818.6401 | 11879.1119 | 14560.6769 | 15888.589 | 17444.3098 | 18657.6645 | 20168.5496 | 21625.807 | 22968.4774 | 23972.6539 | 23656.7277 | 22743.4118 | 21894.6833 | 21294.2889 | 20350.9983 | 20174.1786 | 19881.6538 | 19912.4857 | 20355.5837 | 21142.688 | 21628.5941 | 21949.9098 | 23331.7872 | 24067.9309 | 24758.5122 | 25925.4704 | 25630.3594 | 25857.7199 | 26078.9748 | 26296.7904
| Total | 110735.9284 | 147825.7253 | 203433.3059 | 283441.2029 | 475546.7593 | 765498.3165 | 1078700.6355 | 1548151.322 | 2009485.8069 | 2573584.8766 | 3180684.0576 | 3797010.0471 | 4312470.4097 | 4812747.8199 | 5279551.7222 | 6046554.8385 | 6514091.8213 | 7117468.662 | 7417534.4156 | 7763753.5215 | 8068048.789 | 9051172.5583 | 10122143.3909 | 11235649.6348 | 12852528.812 | 14406591.8107 | 15096636.6574 | 15910906.5437 | 18017157.7697 | 20607052.2283 | 21869654.4031 | 23076442.6754 | 23194137.0836 | 23140886.0377 | 23081624.0173 | 23018099.1595

## HT2
Installed low carbon heating technologies in Slow Progression
Number of Installations
| Year | 2015 | 2016 | 2017 | 2018 | 2019 | 2020 | 2021 | 2022 | 2023 | 2024 | 2025 | 2026 | 2027 | 2028 | 2029 | 2030 | 2031 | 2032 | 2033 | 2034 | 2035 | 2036 | 2037 | 2038 | 2039 | 2040 | 2041 | 2042 | 2043 | 2044 | 2045 | 2046 | 2047 | 2048 | 2049 | 2050
| Air Source Heat Pump | 40018.5211 | 56385.8009 | 73076.4514 | 91095.4813 | 113050.8879 | 186493.4737 | 254664.6187 | 320130.3022 | 391455.9566 | 459155.7206 | 519493.6415 | 590826.1522 | 657893.6441 | 722835.1355 | 780301.6406 | 834496.3991 | 883151.6607 | 923824.1229 | 952720.0694 | 976763.7673 | 996248.744 | 1011638.8215 | 1023505.276 | 1035225.4582 | 1046807.0469 | 1058267.171 | 1069613.5997 | 1080848.3515 | 1091976.2728 | 1102996.9991 | 1113907.1199 | 1124698.2141 | 1135362.7985 | 1145890.9006 | 1156268.0498 | 1166586.048
| Biomass | 51050.6201 | 47430.3474 | 47914.1574 | 48108.6834 | 48456.9551 | 49395.1902 | 50430.9334 | 50646.5203 | 50890.6836 | 51002.7182 | 50015.4477 | 49368.3599 | 48815.4989 | 48559.9107 | 48442.132 | 48369.0426 | 48274.6239 | 48117.9034 | 47920.3144 | 47864.4293 | 48055.6343 | 48008.6312 | 48153.9169 | 48295.9642 | 48435.1301 | 48572.1941 | 48707.485 | 48841.0624 | 48973.112 | 49103.5826 | 49232.2911 | 49358.8404 | 49482.8862 | 49603.9859 | 49721.5159 | 49839.4088
| Fuel cell | 0 | 5.6029 | 10.4203 | 13.801 | 18.5852 | 22.9561 | 26.9258 | 34.3718 | 41.6565 | 47.3991 | 56.1147 | 64.9421 | 73.1705 | 81.9936 | 89.6208 | 96.9371 | 102.9073 | 108.1709 | 112.1414 | 116.0009 | 119.2789 | 122.7346 | 125.3324 | 127.9022 | 130.445 | 132.9628 | 135.4569 | 137.9274 | 140.3752 | 142.8002 | 145.2022 | 147.58 | 149.9328 | 152.2593 | 154.5574 | 156.8396
| Gas heat pump | 0 | 3.2689 | 6.1945 | 8.3542 | 12.4018 | 18.5925 | 40.9706 | 107.4152 | 173.3245 | 237.0731 | 9977.5386 | 22063.5199 | 38191.9374 | 59200.5176 | 82287.0937 | 108295.4967 | 144868.2951 | 188807.0951 | 259243.4182 | 325652.312 | 392666.3457 | 445343.578 | 500173.7422 | 554499.8965 | 608326.2818 | 661664.4155 | 714522.4455 | 766905.555 | 818821.1548 | 870273.0863 | 921262.3826 | 971785.0282 | 1021836.4603 | 1071408.6235 | 1120487.6769 | 1169164.3585
| Ground Source Heat Pump | 18455.8674 | 20911.9205 | 22683.7851 | 24197.1213 | 27475.0526 | 28823.4476 | 32240.2551 | 35405.2162 | 38583.2935 | 42775.4278 | 43142.3776 | 43567.3193 | 43903.2254 | 44194.72 | 44757.1632 | 45525.0657 | 46106.0429 | 46621.8196 | 48788.2021 | 51048.5429 | 52193.432 | 54206.5747 | 55171.4676 | 56125.6068 | 57069.4093 | 58003.8193 | 58929.2845 | 59845.9416 | 60754.0852 | 61653.7224 | 62544.6871 | 63426.5263 | 64298.8303 | 65161.0407 | 66012.3324 | 66857.9583
| Hybrid heat pump gas boiler | 0 | 3458.9413 | 7967.4781 | 19452.6139 | 47908.9697 | 100402.1796 | 169946.8818 | 240702.7651 | 339237.1484 | 431514.416 | 529383.3701 | 667350.3836 | 791815.2154 | 918071.6293 | 1016577.1333 | 1129655.1674 | 1245738.5058 | 1371063.6049 | 1479298.1927 | 1601242.3737 | 1722394.3884 | 1821009.7386 | 1920509.6468 | 2019053.7727 | 2116657.2939 | 2213357.3079 | 2309175.2468 | 2404121.5089 | 2498213.1309 | 2591455.7602 | 2683847.2501 | 2775371.9563 | 2866014.4106 | 2955750.8879 | 3044543.5732 | 3132636.9864
| Micro-CHP | 1210.9198 | 1511.6723 | 1757.3544 | 1929.5208 | 2216.4076 | 2492.2134 | 2724.615 | 3020.1312 | 3322.2932 | 3555.911 | 3726.6678 | 3914.0249 | 4096.3803 | 4313.8615 | 4504.9695 | 4695.573 | 4848.1089 | 4984.1957 | 5080.4206 | 5180.8839 | 5267.0995 | 5365.3452 | 5438.1058 | 5510.0035 | 5581.0793 | 5651.4248 | 5721.0821 | 5790.0627 | 5858.3935 | 5926.0733 | 5993.0845 | 6059.3824 | 6124.927 | 6189.6647 | 6253.5174 | 6316.9817
| Total | 110735.9284 | 129707.5541 | 153415.8413 | 184805.5759 | 239139.2599 | 367648.053 | 510075.2004 | 650046.7219 | 823704.3563 | 988288.666 | 1155795.158 | 1377154.702 | 1584789.072 | 1797257.7682 | 1976959.7532 | 2171133.6816 | 2373090.1445 | 2583526.9126 | 2793162.7589 | 3007868.3101 | 3216944.9228 | 3385695.4238 | 3553077.4878 | 3718838.604 | 3883006.6863 | 4045649.2955 | 4206804.6005 | 4366490.4096 | 4524736.5244 | 4681552.0241 | 4836932.0175 | 4990847.5277 | 5143270.2457 | 5294157.3626 | 5443441.2231 | 5591558.5814

## HT3
Installed low carbon heating technologies in Steady State
Number of Installations
| Year | 2015 | 2016 | 2017 | 2018 | 2019 | 2020 | 2021 | 2022 | 2023 | 2024 | 2025 | 2026 | 2027 | 2028 | 2029 | 2030 | 2031 | 2032 | 2033 | 2034 | 2035 | 2036 | 2037 | 2038 | 2039 | 2040 | 2041 | 2042 | 2043 | 2044 | 2045 | 2046 | 2047 | 2048 | 2049 | 2050
| Air Source Heat Pump | 40018.5211 | 56942.5273 | 75254.8953 | 97550.5808 | 122486.6444 | 206176.425 | 287553.9206 | 337518.7382 | 389971.9754 | 439399.1822 | 486206.9127 | 532538.9371 | 576999.3727 | 620884.0046 | 661637.1855 | 698202.717 | 731039.5752 | 758892.9608 | 779984.3555 | 796779.1261 | 809337.0004 | 818867.7325 | 825076.0443 | 831196.0606 | 837233.9383 | 843203.2698 | 849110.0203 | 854955.5293 | 860743.3587 | 866472.9391 | 872141.3363 | 877741.7553 | 883268.2255 | 888712.9256 | 894064.6543 | 899394.2739
| Biomass | 51050.6201 | 47378.0107 | 47759.3839 | 48392.0351 | 49322.7241 | 49298.9983 | 49355.5507 | 47186.8544 | 45149.0879 | 43219.0858 | 41522.0141 | 39894.4448 | 38372.2565 | 37025.3084 | 35744.1532 | 34581.0478 | 33493.0321 | 32455.7963 | 31533.0734 | 30824.87 | 30247.9405 | 29609.8218 | 29101.959 | 28597.3936 | 28096.3357 | 27599.218 | 27106.1863 | 26617.2258 | 26132.3872 | 25651.5911 | 25174.6937 | 24701.454 | 24231.6748 | 23765.1275 | 23301.5171 | 22842.6633
| Fuel cell | 0 | 6.3999 | 11.8514 | 17.1462 | 21.573 | 26.2502 | 30.1794 | 36.2519 | 41.902 | 46.7331 | 50.5502 | 53.5006 | 56.6867 | 62.1059 | 66.5944 | 70.9158 | 74.801 | 77.9821 | 81.8285 | 88.1674 | 94.4261 | 100.0704 | 105.0057 | 109.8933 | 114.7338 | 119.5294 | 124.2811 | 128.9895 | 133.6554 | 138.2792 | 142.8606 | 147.3988 | 151.893 | 156.3419 | 160.7436 | 165.1108
| Gas heat pump | 0 | 3.7021 | 6.9484 | 10.2363 | 14.032 | 18.1155 | 21.7014 | 26.9047 | 31.8899 | 36.37 | 40.1467 | 43.4138 | 46.8509 | 50.0441 | 52.739 | 55.4884 | 58.0662 | 60.2411 | 62.888 | 65.4474 | 67.7048 | 69.8101 | 72.2851 | 74.7353 | 77.1613 | 79.5644 | 81.9453 | 84.3042 | 86.6418 | 88.958 | 91.2528 | 93.5256 | 95.7757 | 98.0025 | 100.2046 | 102.39
| Ground Source Heat Pump | 18455.8674 | 21337.2924 | 22903.7644 | 25306.7855 | 26801.8504 | 29296.3777 | 31163.5385 | 29303.1938 | 27565.8642 | 25999.1683 | 24533.325 | 23176.3567 | 21915.4398 | 20775.6539 | 19752.132 | 18818.1858 | 17981.2856 | 17225.4829 | 16582.8586 | 16059.2469 | 15593.63 | 15155.0144 | 14771.345 | 14390.4598 | 14012.4643 | 13637.5699 | 13265.8395 | 12897.2548 | 12531.8286 | 12169.5103 | 11810.2199 | 11453.8349 | 11100.2575 | 10749.3798 | 10401.0696 | 10056.1325
| Hybrid heat pump gas boiler | 0 | 3177.7261 | 7262.0763 | 10151.6759 | 13398.7801 | 24169.6285 | 33529.2654 | 38051.4317 | 41995.0585 | 45802.3154 | 49506.2232 | 67043.5288 | 84316.0741 | 100942.3116 | 116266.1453 | 130481.7657 | 143670.1591 | 154951.8751 | 168790.8079 | 181555.8619 | 192050.0579 | 200783.8894 | 208266.6097 | 215674.8579 | 223010.247 | 230276.5876 | 237475.9104 | 244609.06 | 251677.5437 | 258681.7028 | 265621.1225 | 272494.0994 | 279299.0173 | 286033.5179 | 292693.957 | 299303.7568
| Micro-CHP | 1210.9198 | 1130.6107 | 1043.4798 | 963.5894 | 888.3277 | 820.1286 | 757.1695 | 699.3508 | 646.3716 | 597.6912 | 552.637 | 511.1462 | 473.5503 | 439.0872 | 407.2244 | 378.4509 | 352.1584 | 328.6293 | 308.9211 | 291.1165 | 274.8017 | 259.8902 | 246.3492 | 232.9177 | 219.5974 | 206.3912 | 193.2996 | 180.3217 | 167.457 | 154.7041 | 142.0611 | 129.5262 | 117.0976 | 104.7742 | 92.5547 | 80.4459
| Total | 110735.9284 | 129976.2692 | 154242.3995 | 182392.0492 | 212933.9317 | 309805.9238 | 402411.3255 | 452822.7255 | 505402.1495 | 555100.5461 | 602411.8089 | 663261.328 | 722180.2311 | 780178.5157 | 833926.1738 | 882588.5714 | 926669.0776 | 963992.9677 | 997344.7331 | 1025663.8362 | 1047665.5613 | 1064846.2288 | 1077639.5981 | 1090276.3183 | 1102764.4777 | 1115122.1302 | 1127357.4824 | 1139472.6853 | 1151472.8725 | 1163357.6845 | 1175123.547 | 1186761.5941 | 1198263.9414 | 1209620.0694 | 1220814.7009 | 1231944.7731

## HT4
Installed low carbon heating technologies in Consumer Power
Number of Installations
| Year | 2015 | 2016 | 2017 | 2018 | 2019 | 2020 | 2021 | 2022 | 2023 | 2024 | 2025 | 2026 | 2027 | 2028 | 2029 | 2030 | 2031 | 2032 | 2033 | 2034 | 2035 | 2036 | 2037 | 2038 | 2039 | 2040 | 2041 | 2042 | 2043 | 2044 | 2045 | 2046 | 2047 | 2048 | 2049 | 2050
| Air Source Heat Pump | 40018.5211 | 56345.6427 | 81391.2599 | 122125.8889 | 181788.2113 | 397117.553 | 582758.8893 | 631552.3845 | 677485.9167 | 722412.8116 | 764320.1411 | 804892.8259 | 842977.9057 | 876931.9424 | 908365.2731 | 936887.6512 | 962878.4465 | 986285.6326 | 1004545.1974 | 1018779.8148 | 1029150.5105 | 1036874.1125 | 1044439.0939 | 1051894.9089 | 1059249.348 | 1066519.5983 | 1073713.1842 | 1080831.7763 | 1087879.8525 | 1094856.6678 | 1101758.4915 | 1108576.7207 | 1115303.8029 | 1121929.8561 | 1128440.7409 | 1134925.8848
| Biomass | 51050.6201 | 47277.3935 | 47585.3835 | 47962.7149 | 47937.2667 | 47940.4935 | 47337.5711 | 45292.6564 | 43407.0946 | 41596.68 | 39959.4003 | 38443.0463 | 37040.2082 | 35828.5219 | 34666.0703 | 33625.7865 | 32649.2449 | 31750.5508 | 30942.7156 | 30294.2395 | 29890.5743 | 29312.6329 | 28964.5731 | 28618.4056 | 28274.3409 | 27932.8201 | 27594.0022 | 27257.8859 | 26924.538 | 26593.8921 | 26265.8143 | 25940.0647 | 25616.4442 | 25294.7151 | 24974.5623 | 24657.9438
| Fuel cell | 0 | 14.6353 | 35.6502 | 83.615 | 146.0088 | 359.6055 | 596.9112 | 1267.4786 | 5232.5661 | 24069.0812 | 52916.8062 | 77591.2879 | 99978.8425 | 223794.8274 | 330029.3229 | 424019.9283 | 507065.7396 | 608938.4067 | 742423.8016 | 865783.6033 | 977756.3327 | 1077315.9019 | 1167945.0955 | 1257727.5524 | 1346672.7955 | 1434805.3113 | 1522140.7998 | 1608688.1561 | 1694460.8321 | 1779464.7251 | 1863700.1824 | 1947157.7452 | 2029827.4445 | 2111692.8918 | 2192726.9265 | 2273106.4281
| Gas heat pump | 0 | 194.8693 | 393.1077 | 580.1758 | 826.8398 | 1250.8962 | 2796.3592 | 8842.852 | 15755.5936 | 24675.2665 | 34512.8809 | 45090.1495 | 55998.0242 | 84446.0072 | 114383.3518 | 142576.3724 | 172643.3055 | 202610.3618 | 235200.6596 | 265754.2142 | 294279.898 | 319549.4414 | 343219.2583 | 366666.3792 | 389893.5733 | 412907.8464 | 435713.5496 | 458313.0434 | 480709.9763 | 502905.8387 | 524900.5697 | 546691.3838 | 568275.4064 | 589648.0139 | 610801.6341 | 631785.4737
| Ground Source Heat Pump | 18455.8674 | 20972.1723 | 23820.404 | 24941.7389 | 26173.3974 | 34578.3186 | 40066.99 | 37636.1615 | 35401.6728 | 33329.2745 | 31391.8267 | 29589.421 | 27922.9924 | 26366.9197 | 24924.0858 | 23603.803 | 22382.0004 | 21274.0361 | 20328.3629 | 19455.0699 | 18685.4842 | 17966.2925 | 17318.5196 | 16675.7556 | 16038.122 | 15405.8542 | 14779.0085 | 14157.5464 | 13541.4628 | 12930.6819 | 12325.0993 | 11724.5709 | 11128.9858 | 10538.2304 | 9952.1769 | 9371.5849
| Hybrid heat pump gas boiler | 0 | 1865.0479 | 4542.671 | 7860.2953 | 15020.0277 | 99397.4241 | 187975.967 | 198551.5116 | 209139.6729 | 221349.4011 | 232232.6277 | 242938.5749 | 253892.5725 | 258361.4531 | 262550.9745 | 266400.329 | 269985.2559 | 272233.1233 | 273466.7455 | 274041.6201 | 273918.039 | 273217.8029 | 271980.5046 | 270743.0637 | 269507.4773 | 268278.0156 | 267056.3535 | 265842.6517 | 264637.7469 | 263441.1821 | 262251.8096 | 261067.3828 | 259885.9945 | 258705.2795 | 257521.9989 | 256356.4397
| Micro-CHP | 1210.9198 | 1962.8785 | 3263.3614 | 5293.6541 | 15433.158 | 41237.7855 | 63527.9662 | 121654.7332 | 213635.0428 | 316473.5546 | 423654.2858 | 501576.3991 | 597586.6303 | 688111.8113 | 777004.5865 | 861240.5307 | 935909.7942 | 1020115.7101 | 1112842.2266 | 1198135.9723 | 1276470.5427 | 1348084.5155 | 1413908.5361 | 1479094.5821 | 1543653.7485 | 1607612.8653 | 1670987.0469 | 1733783.3082 | 1796013.4233 | 1857680.9367 | 1918783.8546 | 1979310.6401 | 2039250.0385 | 2098585.0613 | 2157288.8902 | 2215534.5904
| Total | 110735.9284 | 128632.6395 | 161031.8376 | 208848.0829 | 287324.9098 | 621882.0765 | 925060.6542 | 1044797.7777 | 1200057.5596 | 1383906.0694 | 1578987.9687 | 1740121.7046 | 1915397.1758 | 2193841.483 | 2451923.6648 | 2688354.401 | 2903513.7869 | 3143207.8215 | 3419749.7092 | 3672244.5341 | 3900151.3815 | 4102320.6996 | 4287775.5809 | 4471420.6473 | 4653289.4055 | 4833462.3112 | 5011983.9448 | 5188874.3681 | 5364167.8319 | 5537873.9246 | 5709985.8214 | 5880468.5082 | 6049288.1167 | 6216394.0482 | 6381706.9298 | 6545738.3454

## HT5
Energy efficiency improvements in homes
% Reduction in Residential Annual Gas Demand arising from Energy Efficiency Improvements
| Year | Scenario | % Reduction *
| 2030 | Two Degrees | 19.5%
|  | Slow Progression | 9.97%
|  | Steady State | 7.86%
|  | Consumer Power | 8.83%
| 2050 | Two Degrees | 38.5%
|  | Slow Progression | 12.84%
|  | Steady State | 11.02%
|  | Consumer Power | 11.45%
* 2016 Residential Gas Demand - used as base year to calculate % gas demand reduction

## HT6
Number of buildings on district heating
Number of connections
| Year | 2015 | 2020 | 2025 | 2030 | 2035 | 2040 | 2045 | 2050
| Two Degrees | 434002.0797 | 638438.6662 | 918658.0502 | 1224198.7984 | 1421115.6246 | 1652868.6586 | 1950881.6426 | 2134262.1123
| Slow Progression | 390659.2019 | 548453.0266 | 684494.5559 | 805630.8252 | 887739.0755 | 1185261.4083 | 1524908.2412 | 1874380.6303
| Steady State | 200649.3815 | 202025.9255 | 203338.8594 | 204637.3761 | 205931.0324 | 208475.4451 | 210831.1175 | 214616.8239
| Consumer Power | 205291.5097 | 214201.9617 | 226206.287 | 235453.8503 | 250096.5287 | 271767.0641 | 296989.9413 | 319559.6364

## HT7
Distribution of residential heating technologies
Proportion of residential installations by heating technology
| Year | Scenario | Electricity | Gas | Hybrid | Other
| 2016 |  | 7.467% | 80.13% | 0% | 12.4%
| 2030 | Two Degrees | 22.32% | 68.52% | 7.289% | 1.872%
|  | Slow Progression | 10.1% | 75.93% | 3.652% | 10.32%
|  | Steady State | 9.934% | 78.92% | 0.4389% | 10.7%
|  | Consumer Power | 10.4% | 78.32% | 0.9061% | 10.37%
| 2050 | Two Degrees | 58.92% | 21.62% | 19.45% | 1.221e-07%
|  | Slow Progression | 11.48% | 71.18% | 9.074% | 8.269%
|  | Steady State | 11.68% | 78.33% | 0.9546% | 9.037%
|  | Consumer Power | 12.04% | 78.43% | 0.8941% | 8.644%

## Transport Demand
3.4 Transport Demand

## Figure 3.13
EVs on the road
| Units for Y Axis= | Million vehicles
|  | Two Degrees |  |  |  | Slow Progression |  |  |  | Steady State |  |  |  | Consumer Power
| Year | 2015 | 2030 | 2040 | 2050 | 2015 | 2030 | 2040 | 2050 | 2015 | 2030 | 2040 | 2050 | 2015 | 2030 | 2040 | 2050
| PEV | 0.022929 | 5.292 | 15.9654 | 25.1326 | 0.022929 | 1.9841 | 5.8983 | 16.7186 | 0.022929 | 0.9358 | 2.0662 | 3.1608 | 0.022929 | 1.2656 | 9.23 | 21.6249
| PHEV | 0.028156 | 4.0428 | 1.0021 | 0.001352 | 0.028156 | 3.1486 | 4.9379 | 4.1004 | 0.028156 | 0.93496 | 2.0648 | 3.5285 | 0.028156 | 1.9909 | 3.4609 | 1.204
| Non EVs | 30.2503 | 21.6555 | 6.1995 | 0 | 30.2503 | 27.5818 | 22.3255 | 10.5381 | 30.2503 | 30.8741 | 29.6176 | 27.8534 | 30.2503 | 29.4522 | 20.4925 | 9.7095

## Figure 3.14
Annual Demand From EVs
| Units | GWh (note chart is in TWh)
| Year | 2015 | 2016 | 2017 | 2018 | 2019 | 2020 | 2021 | 2022 | 2023 | 2024 | 2025 | 2026 | 2027 | 2028 | 2029 | 2030 | 2031 | 2032 | 2033 | 2034 | 2035 | 2036 | 2037 | 2038 | 2039 | 2040 | 2041 | 2042 | 2043 | 2044 | 2045 | 2046 | 2047 | 2048 | 2049 | 2050
| Two Degrees |  | 733.5007 | 1543.4279 | 2539.987 | 3696.1521 | 4975.8936 | 6524.7019 | 8196.7694 | 9935.8014 | 11696.3283 | 13450.637 | 15148.2938 | 16784.6352 | 18354.8679 | 19853.5756 | 21276.8457 | 22653.5879 | 23704.4047 | 24437.1729 | 24864.7082 | 25007.897 | 25275.3645 | 25688.5662 | 26299.6194 | 27153.369 | 28270.4325 | 29465.3562 | 30690.5938 | 31879.3035 | 32965.8303 | 33904.1581 | 34577.1581 | 34996.1066 | 35188.9918 | 35188.8961 | 35025.9632
| Slow Progression |  | 293.2163 | 449.1382 | 631.8423 | 837.7342 | 1061.7603 | 1506.8658 | 2151.4385 | 2975.0732 | 3958.7439 | 5083.5005 | 6418.3859 | 7895.3852 | 9479.2409 | 11128.5369 | 12803.4679 | 14080.2125 | 15084.0106 | 15820.4948 | 16300.4023 | 16539.0137 | 16901.1883 | 17273.9523 | 17683.446 | 18160.4624 | 18730.2641 | 19300.6142 | 19867.444 | 20408.4095 | 20892.2257 | 21292.4445 | 21622.5845 | 21907.9976 | 22200.4665 | 22558.0998 | 23013.0507
| Steady State |  | 210.7196 | 346.7243 | 527.8677 | 752.2293 | 1016.6028 | 1307.3603 | 1618.4573 | 1943.2106 | 2275.1298 | 2608.5883 | 2947.9576 | 3287.3697 | 3626.2006 | 3965.1893 | 4305.5777 | 4671.1779 | 5062.34 | 5478.7658 | 5919.6454 | 6383.8173 | 6904.2897 | 7478.5165 | 8102.8187 | 8772.5495 | 9482.7113 | 10166.7721 | 10819.5134 | 11434.9859 | 12007.3528 | 12534.3328 | 13023.8923 | 13503.8222 | 14026.2377 | 14657.3265 | 15450.3132
| Consumer Power |  | 293.5632 | 417.8735 | 572.8587 | 765.3701 | 1003.6215 | 1301.5484 | 1669.9455 | 2123.4814 | 2679.9861 | 3360.7627 | 4188.0667 | 5192.2039 | 6418.8132 | 7897.684 | 9670.6413 | 11376.1459 | 13280.4316 | 15346.3382 | 17536.5083 | 19819.0103 | 22003.3132 | 24075.8599 | 26025.6211 | 27845.9188 | 29538.5956 | 31009.1818 | 32285.1095 | 33404.0511 | 34417.416 | 35409.7855 | 36446.7227 | 37773.9578 | 39687.7926 | 42408.802 | 45961.3538
Data includes demand from Residential AND Commercial EVs
Slower rate of increase as PEV replace the less efficient PHEVs

## Figure 3.15
Peak Demand From EVs
| Units | Total Peak GW
| Year | 2010-01-01 | 2011-01-01 | 2012-01-01 | 2013-01-01 | 2014-01-01 | 2015-01-01 | 2016-01-01 | 2017-01-01 | 2018-01-01 | 2019-01-01 | 2020-01-01 | 2021-01-01 | 2022-01-01 | 2023-01-01 | 2024-01-01 | 2025-01-01 | 2026-01-01 | 2027-01-01 | 2028-01-01 | 2029-01-01 | 2030-01-01 | 2031-01-01 | 2032-01-01 | 2033-01-01 | 2034-01-01 | 2035-01-01 | 2036-01-01 | 2037-01-01 | 2038-01-01 | 2039-01-01 | 2040-01-01 | 2041-01-01 | 2042-01-01 | 2043-01-01 | 2044-01-01 | 2045-01-01 | 2046-01-01 | 2047-01-01 | 2048-01-01 | 2049-01-01 | 2050-01-01
| Two Degrees | 0 | 0 | 0 | 0 | 0 | 0 | 0.2 | 0.4 | 0.6 | 1 | 1.3 | 1.5 | 1.8 | 1.9 | 2 | 2.2 | 2.4 | 2.7 | 2.9 | 3.2 | 3.5 | 3.8 | 4 | 4.1 | 4.3 | 4.3 | 4.4 | 4.5 | 4.7 | 4.8 | 5 | 5.2 | 5.4 | 5.5 | 5.7 | 5.7 | 5.8 | 5.8 | 5.7 | 5.6 | 5.5
| Slow Progression | 0 | 0 | 0 | 0 | 0 | 0 | 0.1 | 0.1 | 0.2 | 0.3 | 0.3 | 0.5 | 0.7 | 0.9 | 1.1 | 1.3 | 1.6 | 2 | 2.4 | 2.8 | 3.3 | 3.7 | 4.1 | 4.4 | 4.6 | 4.8 | 5 | 5.3 | 5.6 | 6 | 6.4 | 6.8 | 7.3 | 7.7 | 8.2 | 8.7 | 9.1 | 9.6 | 10.1 | 10.6 | 11.3
| Steady State | 0 | 0 | 0 | 0 | 0 | 0 | 0.1 | 0.1 | 0.2 | 0.3 | 0.4 | 0.5 | 0.6 | 0.7 | 0.9 | 1 | 1.1 | 1.3 | 1.4 | 1.5 | 1.6 | 1.8 | 1.9 | 2.1 | 2.2 | 2.4 | 2.6 | 2.8 | 3 | 3.3 | 3.6 | 3.8 | 4 | 4.3 | 4.5 | 4.7 | 4.8 | 5 | 5.2 | 5.4 | 5.7
| Consumer Power | 0 | 0 | 0 | 0 | 0 | 0 | 0.1 | 0.1 | 0.1 | 0.2 | 0.3 | 0.3 | 0.4 | 0.6 | 0.7 | 0.9 | 1.2 | 1.5 | 1.8 | 2.2 | 2.7 | 3.3 | 4 | 4.7 | 5.5 | 6.3 | 7.1 | 7.9 | 8.7 | 9.4 | 10.2 | 10.9 | 11.5 | 12.1 | 12.6 | 13.2 | 13.7 | 14.3 | 15.2 | 16.3 | 17.7
%ages shown rounded for presentation purposes
This is peak demand from residential EVs

## Figure 3.16
Number of HGVs that are natural gas vehicles (NGVs)
Number of natural gas vehicles HGVs compared to total HGVs (thousands)
| Year | 2015 | 2016 | 2017 | 2018 | 2019 | 2020 | 2021 | 2022 | 2023 | 2024 | 2025 | 2026 | 2027 | 2028 | 2029 | 2030 | 2031 | 2032 | 2033 | 2034 | 2035 | 2036 | 2037 | 2038 | 2039 | 2040 | 2041 | 2042 | 2043 | 2044 | 2045 | 2046 | 2047 | 2048 | 2049 | 2050
| Two Degrees | 0.61326 | 2.3024 | 5.0042 | 8.6956 | 13.3663 | 19.0125 | 25.6342 | 33.2343 | 41.8175 | 51.39 | 61.9593 | 73.5337 | 88.3904 | 102.6366 | 116.2117 | 129.044 | 141.0454 | 152.105 | 162.0745 | 170.7395 | 177.7381 | 182.0882 | 186.2078 | 189.8 | 192.9556 | 195.7521 | 198.1717 | 200.3042 | 202.2194 | 203.971 | 205.6001 | 206.826 | 208.0592 | 209.2998 | 210.5478 | 211.8032
| Slow Progression | 0.61326 | 3.3509 | 4.7295 | 6.2968 | 8.074 | 10.0834 | 12.3483 | 14.8926 | 17.7403 | 20.9146 | 24.4374 | 28.3282 | 32.603 | 37.2732 | 42.3444 | 47.8151 | 53.6758 | 59.9084 | 66.4856 | 73.3711 | 80.5199 | 87.8798 | 95.3924 | 102.9958 | 110.6262 | 118.2205 | 125.7185 | 133.065 | 138.3416 | 143.1926 | 147.5961 | 151.5401 | 155.0214 | 158.045 | 160.6221 | 162.7696
| Steady State | 0.57033 | 2.1462 | 3.0372 | 4.007 | 5.0611 | 6.2055 | 7.4461 | 8.789 | 10.2405 | 11.8071 | 13.4949 | 15.3104 | 17.2595 | 19.3483 | 21.5822 | 23.9665 | 26.5056 | 29.2034 | 32.0631 | 35.0867 | 38.2754 | 41.6291 | 45.1465 | 48.8249 | 52.6602 | 56.6468 | 60.7776 | 65.0442 | 69.4367 | 73.9437 | 78.5529 | 83.2508 | 88.023 | 92.8545 | 97.7297 | 102.633
| Consumer Power | 0.57033 | 2.1412 | 4.6539 | 8.0869 | 12.4307 | 17.6816 | 23.8398 | 30.9079 | 38.8902 | 47.7927 | 57.6222 | 68.3864 | 82.203 | 95.452 | 108.0769 | 120.0109 | 131.1722 | 141.4576 | 150.7293 | 158.7877 | 165.2964 | 169.3421 | 173.1732 | 176.514 | 179.4487 | 182.0495 | 184.2997 | 186.2829 | 188.0641 | 189.693 | 191.2081 | 192.3482 | 193.4951 | 194.6488 | 195.8094 | 196.977
| Total HGVs | 483.361 | 486.2431 | 489.1424 | 492.0589 | 494.9929 | 497.9443 | 500.9134 | 503.9001 | 506.9047 | 509.9272 | 512.9677 | 516.0263 | 519.1032 | 522.1984 | 525.312 | 528.4443 | 531.5952 | 534.7649 | 537.9535 | 541.1611 | 544.3878 | 547.6338 | 550.8991 | 554.1839 | 557.4883 | 560.8124 | 564.1563 | 567.5201 | 570.904 | 574.3081 | 577.7325 | 581.1773 | 584.6426 | 588.1286 | 591.6354 | 595.1631

## TD1
Number of EVs (Plug-Ins, Hybrids)
| Units | Millions of EVs
| Electricity Year Beginning | 2010-01-01 | 2011-01-01 | 2012-01-01 | 2013-01-01 | 2014-01-01 | 2015-01-01 | 2016-01-01 | 2017-01-01 | 2018-01-01 | 2019-01-01 | 2020-01-01 | 2021-01-01 | 2022-01-01 | 2023-01-01 | 2024-01-01 | 2025-01-01 | 2026-01-01 | 2027-01-01 | 2028-01-01 | 2029-01-01 | 2030-01-01 | 2031-01-01 | 2032-01-01 | 2033-01-01 | 2034-01-01 | 2035-01-01 | 2036-01-01 | 2037-01-01 | 2038-01-01 | 2039-01-01 | 2040-01-01 | 2041-01-01 | 2042-01-01 | 2043-01-01 | 2044-01-01 | 2045-01-01 | 2046-01-01 | 2047-01-01 | 2048-01-01 | 2049-01-01 | 2050-01-01
| History | 2010-01-01: 1474; 2011-01-01: 2525; 2012-01-01: 4779; 2013-01-01: 8365; 2014-01-01: 22897; 2015-01-01: 51085
| Two Degrees | [6 empty] | 195581 | 432239 | 744592 | 1131188 | 1587423 | 2127167 | 2736823 | 3400920 | 4106161 | 4843959 | 5639198 | 6489237 | 7391023 | 8340844 | 9334735 | 10241919 | 11055749 | 11769370 | 12377584 | 12879921 | 13459793 | 14135777 | 14932110 | 15871636 | 16967503 | 18088030 | 19212786 | 20310712 | 21350322 | 22310083 | 23117907 | 23783185 | 24325938 | 24769325 | 25133969
| Slow Progression | [6 empty] | 87858 | 143443 | 217655 | 309980 | 419375 | 595516 | 836517 | 1140177 | 1504139 | 1925681 | 2430032 | 3011696 | 3662663 | 4373036 | 5132749 | 5830395 | 6458124 | 7008909 | 7476271 | 7855488 | 8291493 | 8791430 | 9369715 | 10045388 | 10836262 | 11681156 | 12576549 | 13505685 | 14443494 | 15365954 | 16315405 | 17300649 | 18352680 | 19514390 | 20819061
| Steady State | [6 empty] | 87858 | 144911 | 221899 | 318133 | 432392 | 558533 | 694098 | 836305 | 982352 | 1129694 | 1278148 | 1426511 | 1574460 | 1722341 | 1870762 | 2030141 | 2200684 | 2382294 | 2574640 | 2777230 | 3004436 | 3255176 | 3527870 | 3820516 | 4130958 | 4430228 | 4716043 | 4985794 | 5236874 | 5468070 | 5682191 | 5889784 | 6110782 | 6370517 | 6689382
| Consumer Power | [6 empty] | 87991 | 127305 | 176821 | 238938 | 316570 | 413302 | 533755 | 682970 | 867241 | 1094147 | 1372615 | 1713228 | 2131818 | 2640862 | 3256470 | 3992011 | 4816548 | 5715613 | 6674467 | 7680578 | 8695167 | 9710059 | 10717920 | 11712619 | 12690410 | 13601794 | 14449858 | 15241508 | 15991283 | 16732604 | 17467593 | 18317739 | 19433036 | 20929631 | 22828887

## TD2
Number of EVs by Type (Plug-Ins, Hybrids)
Number of EVs
| Number of EVs | Type of EV | 2010-01-01 | 2011-01-01 | 2012-01-01 | 2013-01-01 | 2014-01-01 | 2015-01-01 | 2016-01-01 | 2017-01-01 | 2018-01-01 | 2019-01-01 | 2020-01-01 | 2021-01-01 | 2022-01-01 | 2023-01-01 | 2024-01-01 | 2025-01-01 | 2026-01-01 | 2027-01-01 | 2028-01-01 | 2029-01-01 | 2030-01-01 | 2031-01-01 | 2032-01-01 | 2033-01-01 | 2034-01-01 | 2035-01-01 | 2036-01-01 | 2037-01-01 | 2038-01-01 | 2039-01-01 | 2040-01-01 | 2041-01-01 | 2042-01-01 | 2043-01-01 | 2044-01-01 | 2045-01-01 | 2046-01-01 | 2047-01-01 | 2048-01-01 | 2049-01-01 | 2050-01-01
| Historic | PEV | 2010-01-01: 1473; 2011-01-01: 2524; 2012-01-01: 3786; 2013-01-01: 6298; 2014-01-01: 12995; 2015-01-01: 22929
| Historic | PHEV | 2010-01-01: 1; 2011-01-01: 1; 2012-01-01: 993; 2013-01-01: 2067; 2014-01-01: 9902; 2015-01-01: 28156
| Two Degrees | PEV | [6 empty] | 32937 | 86702 | 167747 | 276003 | 410904 | 598828 | 837179 | 1121760 | 1447290 | 1808302 | 2287198 | 2879976 | 3582098 | 4388285 | 5291952 | 6223679 | 7169500 | 8112578 | 9036850 | 9931414 | 10919096 | 12006203 | 13203546 | 14521611 | 15965365 | 17368631 | 18714633 | 19980066 | 21142474 | 22188543 | 23053231 | 23752578 | 24313326 | 24764869 | 25132617
| Two Degrees | PHEV | [6 empty] | 162644 | 345537 | 576845 | 855185 | 1176519 | 1528339 | 1899644 | 2279160 | 2658871 | 3035657 | 3352000 | 3609261 | 3808925 | 3952559 | 4042783 | 4018240 | 3886249 | 3656792 | 3340734 | 2948507 | 2540697 | 2129574 | 1728564 | 1350025 | 1002138 | 719399 | 498153 | 330646 | 207848 | 121540 | 64676 | 30607 | 12612 | 4456 | 1352
| Slow Progression | PEV | [6 empty] | 33094 | 63987 | 115615 | 187880 | 280502 | 380103 | 485516 | 594845 | 705326 | 813632 | 964191 | 1155638 | 1388354 | 1663980 | 1984147 | 2291820 | 2583701 | 2853174 | 3091472 | 3290281 | 3590150 | 3992676 | 4504908 | 5137074 | 5898324 | 6732527 | 7632087 | 8578243 | 9544695 | 10504974 | 11560648 | 12704460 | 13939356 | 15274305 | 16718619
| Slow Progression | PHEV | [6 empty] | 54764 | 79456 | 102040 | 122100 | 138873 | 215413 | 351001 | 545332 | 798813 | 1112049 | 1465841 | 1856058 | 2274309 | 2709056 | 3148602 | 3538575 | 3874423 | 4155735 | 4384799 | 4565207 | 4701343 | 4798754 | 4864807 | 4908314 | 4937938 | 4948629 | 4944462 | 4927442 | 4898799 | 4860980 | 4754757 | 4596189 | 4413324 | 4240085 | 4100442
| Steady State | PEV | [6 empty] | 33094 | 55414 | 89720 | 135734 | 193027 | 256802 | 326209 | 400079 | 476858 | 554714 | 632829 | 710048 | 786024 | 861074 | 935799 | 1015686 | 1101020 | 1191841 | 1288017 | 1389313 | 1502916 | 1628286 | 1764633 | 1910956 | 2066177 | 2215812 | 2358714 | 2493550 | 2618860 | 2733398 | 2836566 | 2928901 | 3012080 | 3088548 | 3160836
| Steady State | PHEV | [6 empty] | 54764 | 89497 | 132179 | 182399 | 239365 | 301731 | 367889 | 436226 | 505494 | 574980 | 645319 | 716463 | 788436 | 861267 | 934963 | 1014455 | 1099664 | 1190453 | 1286623 | 1387917 | 1501520 | 1626890 | 1763237 | 1909560 | 2064781 | 2214416 | 2357329 | 2492244 | 2618014 | 2734672 | 2845625 | 2960883 | 3098702 | 3281969 | 3528546
| Consumer Power | PEV | [6 empty] | 33193 | 49545 | 69979 | 95412 | 126956 | 165951 | 214325 | 273799 | 346724 | 435899 | 544651 | 676898 | 837227 | 1031540 | 1265578 | 1810194 | 2418980 | 3080370 | 3782646 | 4516043 | 5325685 | 6206390 | 7153642 | 8163000 | 9229560 | 10306648 | 11386114 | 12459686 | 13525986 | 14604514 | 15635273 | 16729662 | 18030293 | 19652261 | 21624894
| Consumer Power | PHEV | [6 empty] | 54798 | 77760 | 106842 | 143526 | 189614 | 247351 | 319430 | 409171 | 520517 | 658248 | 827964 | 1036330 | 1294591 | 1609322 | 1990892 | 2181817 | 2397568 | 2635243 | 2891821 | 3164535 | 3369482 | 3503669 | 3564278 | 3549619 | 3460850 | 3295146 | 3063744 | 2781822 | 2465297 | 2128090 | 1832320 | 1588077 | 1402743 | 1277370 | 1203993
Chart Data
|  |  | 2020 | 2025 | 2030 | 2035 | 2040 | 2045 | 2050
| Two Degrees | PEV | 410904 | 1808302 | 5291952 | 9931414 | 15965365 | 22188543 | 25132617
| Two Degrees | PHEV | 1176519 | 3035657 | 4042783 | 2948507 | 1002138 | 121540 | 1352
| Slow Progression | PEV | 280502 | 813632 | 1984147 | 3290281 | 5898324 | 10504974 | 16718619
| Slow Progression | PHEV | 138873 | 1112049 | 3148602 | 4565207 | 4937938 | 4860980 | 4100442
| Steady State | PEV | 193027 | 554714 | 935799 | 1389313 | 2066177 | 2733398 | 3160836
| Steady State | PHEV | 239365 | 574980 | 934963 | 1387917 | 2064781 | 2734672 | 3528546
| Consumer Power | PEV | 126956 | 435899 | 1265578 | 4516043 | 9229560 | 14604514 | 21624894
| Consumer Power | PHEV | 189614 | 658248 | 1990892 | 3164535 | 3460850 | 2128090 | 1203993
PEV - Plug-in Vehicle (mains electricity used only)
PHEV - Plug-in Hybrid Vehicle (electricity with on-board petrol/diesel)

## TD3
Percentage of HGVs that are natural gas vehicles
Percentage of HGVs that are natural gas vehicles (NGVs)
| Year | 2015 | 2016 | 2017 | 2018 | 2019 | 2020 | 2021 | 2022 | 2023 | 2024 | 2025 | 2026 | 2027 | 2028 | 2029 | 2030 | 2031 | 2032 | 2033 | 2034 | 2035 | 2036 | 2037 | 2038 | 2039 | 2040 | 2041 | 2042 | 2043 | 2044 | 2045 | 2046 | 2047 | 2048 | 2049 | 2050
| Two Degrees | 0.1269% | 0.4735% | 1.023% | 1.767% | 2.7% | 3.818% | 5.117% | 6.595% | 8.25% | 10.08% | 12.08% | 14.25% | 17.03% | 19.65% | 22.12% | 24.42% | 26.53% | 28.44% | 30.13% | 31.55% | 32.65% | 33.25% | 33.8% | 34.25% | 34.61% | 34.91% | 35.13% | 35.29% | 35.42% | 35.52% | 35.59% | 35.59% | 35.59% | 35.59% | 35.59% | 35.59%
| Slow Progression | 0.1269% | 0.6891% | 0.9669% | 1.28% | 1.631% | 2.025% | 2.465% | 2.955% | 3.5% | 4.101% | 4.764% | 5.49% | 6.281% | 7.138% | 8.061% | 9.048% | 10.1% | 11.2% | 12.36% | 13.56% | 14.79% | 16.05% | 17.32% | 18.59% | 19.84% | 21.08% | 22.28% | 23.45% | 24.23% | 24.93% | 25.55% | 26.07% | 26.52% | 26.87% | 27.15% | 27.35%
| Steady State | 0.118% | 0.4414% | 0.6209% | 0.8143% | 1.022% | 1.246% | 1.486% | 1.744% | 2.02% | 2.315% | 2.631% | 2.967% | 3.325% | 3.705% | 4.108% | 4.535% | 4.986% | 5.461% | 5.96% | 6.484% | 7.031% | 7.602% | 8.195% | 8.81% | 9.446% | 10.1% | 10.77% | 11.46% | 12.16% | 12.88% | 13.6% | 14.32% | 15.06% | 15.79% | 16.52% | 17.24%
| Consumer Power | 0.118% | 0.4404% | 0.9514% | 1.643% | 2.511% | 3.551% | 4.759% | 6.134% | 7.672% | 9.372% | 11.23% | 13.25% | 15.84% | 18.28% | 20.57% | 22.71% | 24.68% | 26.45% | 28.02% | 29.34% | 30.36% | 30.92% | 31.43% | 31.85% | 32.19% | 32.46% | 32.67% | 32.82% | 32.94% | 33.03% | 33.1% | 33.1% | 33.1% | 33.1% | 33.1% | 33.1%

## TD4
Gas demand from natural gas vehicles in GB
TWh per year Gas Demand
| Year | 2015 | 2016 | 2017 | 2018 | 2019 | 2020 | 2021 | 2022 | 2023 | 2024 | 2025 | 2026 | 2027 | 2028 | 2029 | 2030 | 2031 | 2032 | 2033 | 2034 | 2035 | 2036 | 2037 | 2038 | 2039 | 2040 | 2041 | 2042 | 2043 | 2044 | 2045 | 2046 | 2047 | 2048 | 2049 | 2050
| CNG - Two Degrees | 0.036217 | 0.13597 | 0.29553 | 0.51354 | 0.78937 | 1.1228 | 1.5139 | 1.9627 | 2.4696 | 3.0349 | 3.6591 | 4.3427 | 5.22 | 6.0614 | 6.8631 | 7.6209 | 8.3297 | 8.9828 | 9.5716 | 10.0833 | 10.4966 | 10.7535 | 10.9968 | 11.209 | 11.3953 | 11.5605 | 11.7034 | 11.8293 | 11.9424 | 12.0458 | 12.1421 | 12.2145 | 12.2873 | 12.3606 | 12.4343 | 12.5084
| CNG - Slow Progression | 0.036217 | 0.19789 | 0.27931 | 0.37187 | 0.47682 | 0.59549 | 0.72925 | 0.87951 | 1.0477 | 1.2351 | 1.4432 | 1.673 | 1.9254 | 2.2012 | 2.5007 | 2.8238 | 3.1699 | 3.538 | 3.9264 | 4.3331 | 4.7552 | 5.1899 | 5.6336 | 6.0826 | 6.5332 | 6.9817 | 7.4245 | 7.8584 | 8.17 | 8.4565 | 8.7165 | 8.9495 | 9.1551 | 9.3336 | 9.4858 | 9.6126
| CNG - Steady State | 0.033682 | 0.12674 | 0.17937 | 0.23664 | 0.29889 | 0.36648 | 0.43974 | 0.51905 | 0.60477 | 0.69729 | 0.79697 | 0.90418 | 1.0193 | 1.1426 | 1.2746 | 1.4154 | 1.5653 | 1.7247 | 1.8935 | 2.0721 | 2.2604 | 2.4585 | 2.6662 | 2.8834 | 3.1099 | 3.3454 | 3.5893 | 3.8413 | 4.1007 | 4.3669 | 4.6391 | 4.9165 | 5.1983 | 5.4837 | 5.7716 | 6.0612
| CNG - Consumer Power | 0.033682 | 0.12645 | 0.27485 | 0.47759 | 0.73412 | 1.0442 | 1.4079 | 1.8253 | 2.2967 | 2.8225 | 3.403 | 4.0387 | 4.8546 | 5.6371 | 6.3827 | 7.0874 | 7.7466 | 8.354 | 8.9016 | 9.3775 | 9.7619 | 10.0008 | 10.227 | 10.4243 | 10.5976 | 10.7512 | 10.8841 | 11.0013 | 11.1064 | 11.2026 | 11.2921 | 11.3594 | 11.4272 | 11.4953 | 11.5639 | 11.6328
| LNG - Two Degrees | 0.071467 | 0.26831 | 0.58317 | 1.0134 | 1.5577 | 2.2156 | 2.9873 | 3.873 | 4.8732 | 5.9888 | 7.2205 | 8.5693 | 10.3007 | 11.9609 | 13.5429 | 15.0383 | 16.4369 | 17.7257 | 18.8875 | 19.8973 | 20.7129 | 21.2199 | 21.6999 | 22.1186 | 22.4863 | 22.8122 | 23.0942 | 23.3427 | 23.5659 | 23.77 | 23.9598 | 24.1027 | 24.2464 | 24.391 | 24.5364 | 24.6827
| LNG - Slow Progression | 0.071467 | 0.3905 | 0.55116 | 0.73381 | 0.94091 | 1.1751 | 1.439 | 1.7355 | 2.0674 | 2.4373 | 2.8478 | 3.3013 | 3.7994 | 4.3437 | 4.9347 | 5.5722 | 6.2552 | 6.9815 | 7.748 | 8.5504 | 9.3835 | 10.2412 | 11.1167 | 12.0027 | 12.892 | 13.777 | 14.6508 | 15.5069 | 16.1218 | 16.6871 | 17.2003 | 17.6599 | 18.0656 | 18.418 | 18.7183 | 18.9686
| LNG - Steady State | 0.066464 | 0.25011 | 0.35394 | 0.46696 | 0.5898 | 0.72316 | 0.86773 | 1.0242 | 1.1934 | 1.376 | 1.5726 | 1.7842 | 2.0114 | 2.2548 | 2.5151 | 2.793 | 3.0889 | 3.4033 | 3.7365 | 4.0889 | 4.4605 | 4.8513 | 5.2612 | 5.6899 | 6.1368 | 6.6014 | 7.0828 | 7.58 | 8.0919 | 8.6171 | 9.1543 | 9.7017 | 10.2579 | 10.8209 | 11.389 | 11.9605
| LNG - Consumer Power | 0.066464 | 0.24953 | 0.54235 | 0.94242 | 1.4486 | 2.0605 | 2.7782 | 3.6019 | 4.5321 | 5.5696 | 6.7151 | 7.9695 | 9.5796 | 11.1236 | 12.5949 | 13.9856 | 15.2863 | 16.4849 | 17.5654 | 18.5045 | 19.263 | 19.7345 | 20.1809 | 20.5703 | 20.9123 | 21.2153 | 21.4776 | 21.7087 | 21.9163 | 22.1061 | 22.2827 | 22.4155 | 22.5492 | 22.6836 | 22.8189 | 22.9549

## TD5
Gas demand for hydrogen conversion for use in HGVs
TWh per year gas demand
| Year | 2010-01-01 | 2011-01-01 | 2012-01-01 | 2013-01-01 | 2014-01-01 | 2015-01-01 | 2016-01-01 | 2017-01-01 | 2018-01-01 | 2019-01-01 | 2020-01-01 | 2021-01-01 | 2022-01-01 | 2023-01-01 | 2024-01-01 | 2025-01-01 | 2026-01-01 | 2027-01-01 | 2028-01-01 | 2029-01-01 | 2030-01-01 | 2031-01-01 | 2032-01-01 | 2033-01-01 | 2034-01-01 | 2035-01-01 | 2036-01-01 | 2037-01-01 | 2038-01-01 | 2039-01-01 | 2040-01-01 | 2041-01-01 | 2042-01-01 | 2043-01-01 | 2044-01-01 | 2045-01-01 | 2046-01-01 | 2047-01-01 | 2048-01-01 | 2049-01-01 | 2050-01-01
| History | 2010-01-01: 0; 2011-01-01: 0; 2012-01-01: 0; 2013-01-01: 0; 2014-01-01: 0; 2015-01-01: 0
| Two Degrees | [6 empty] | 0 | 0 | 0 | 0 | 0 | 0 | 0 | 0 | 0 | 0 | 0 | 0 | 0 | 0 | 0 | 0 | 0 | 0 | 0 | 0 | 0 | 0 | 0 | 0 | 0 | 4.8511 | 14.045 | 30.5039 | 51.2792 | 69.7708 | 81.3764 | 86.5114 | 88.1128 | 88.4646 | 88.5254
| Slow Progression | [6 empty] | 0 | 0 | 0 | 0 | 0 | 0 | 0 | 0 | 0 | 0 | 0 | 0 | 0 | 0 | 0 | 0 | 0 | 0 | 0 | 0 | 0 | 0 | 0 | 0 | 0 | 0 | 0 | 0 | 0 | 0 | 0 | 0 | 0 | 0 | 0
| Steady State | [6 empty] | 0 | 0 | 0 | 0 | 0 | 0 | 0 | 0 | 0 | 0 | 0 | 0 | 0 | 0 | 0 | 0 | 0 | 0 | 0 | 0 | 0 | 0 | 0 | 0 | 0 | 0 | 0 | 0 | 0 | 0 | 0 | 0 | 0 | 0 | 0
| Consumer Power | [6 empty] | 0 | 0 | 0 | 0 | 0 | 0 | 0 | 0 | 0 | 0 | 0 | 0 | 0 | 0 | 0 | 0 | 0 | 0 | 0 | 0 | 0 | 0 | 0 | 0 | 0 | 0 | 0 | 0 | 0 | 0 | 0 | 0 | 0 | 0 | 0

## 4. SUPPLY
4. SUPPLY

## Energy Supply
Electricity Supply

## 4.1 Electricity Supply
4.1 Electricity Supply

## Figure 4.2
All capacities shown in GW | 2016 | 2025 |  |  |  | 2050
Fuel Type |  | TD | SP | SS | CP | TD | SP | SS | CP
Storage | 3.589 | 6.618 | 5.91 | 5.748 | 6.731 | 9.67 | 8.38 | 5.17 | 10.699
Biomass | 2.842 | 5.2974 | 4.0493 | 3.166 | 3.9785 | 3.8844 | 3.6076 | 1.012 | 1.7682
CCS | 0 | 0 | 0 | 0 | 0 | 14.5 | 0 | 0 | 0
CHP | 4.023 | 4.5652 | 4.6147 | 4.5402 | 5.5216 | 3.0256 | 4.618 | 4.5453 | 7.5036
Gas | 29.122 | 20.987 | 22.853 | 32.935 | 28.028 | 3.2 | 6 | 31.8 | 12.3
Coal | 12.808 | 0 | 0 | 0 | 0 | 0 | 0 | 0 | 0
Hydro | 1.7431 | 1.9768 | 1.906 | 1.8534 | 1.9768 | 3.0445 | 2.5211 | 1.9352 | 4.5395
Interconnectors | 3.8 | 15.605 | 11.205 | 8.405 | 13.205 | 19.705 | 15.005 | 9.805 | 16.505
Marine | 0.056 | 1.2727 | 0.4852 | 0.0725 | 0.4852 | 8.2687 | 5.8602 | 0.0625 | 6.0602
Nuclear | 8.974 | 4.752 | 4.752 | 4.752 | 4.752 | 20 | 16.2 | 5.5 | 18.6
Offshore Wind | 5.0778 | 17.0387 | 14.8727 | 10.7018 | 13.0727 | 29.7887 | 23.8387 | 16.6728 | 21.3387
Onshore Wind | 10.3797 | 17.7092 | 16.4586 | 12.983 | 15.3429 | 21.6042 | 19.0976 | 6.8098 | 18.2107
Solar | 11.3139 | 19.8873 | 17.8713 | 14.3269 | 23.5336 | 38.0788 | 31.8618 | 12.9781 | 44.1507
Other Thermal | 2.9744 | 4.3385 | 7.9249 | 5.5677 | 8.4931 | 4.5383 | 13.0707 | 6.7356 | 16.9593
Other Renewable | 2.7945 | 3.9501 | 4.2706 | 3.5279 | 4.3604 | 5.8087 | 6.8683 | 4.3284 | 6.7158
TOTAL | 99.4973 | 123.9981 | 117.1733 | 108.5795 | 129.4807 | 185.1168 | 156.9289 | 107.3548 | 185.3509
Transmission connected generation, % of overall capacity | 73.44% | 64.76% | 62.14% | 66.23% | 59.61% | 63.01% | 53.89% | 66.37% | 49.68%
Distributed + micro generation, % of overall capacity | 26.56% | 35.24% | 37.86% | 33.77% | 40.39% | 36.99% | 46.11% | 33.63% | 50.32%
2025
2050
2016

## Figure 4.3
Total generation output (TWh per year) and carbon intensity - Two Degrees
Two Degrees
| Year | 2015 | 2016 | 2017 | 2018 | 2019 | 2020 | 2021 | 2022 | 2023 | 2024 | 2025 | 2026 | 2027 | 2028 | 2029 | 2030 | 2031 | 2032 | 2033 | 2034 | 2035 | 2036 | 2037 | 2038 | 2039 | 2040 | 2041 | 2042 | 2043 | 2044 | 2045 | 2046 | 2047 | 2048 | 2049 | 2050
| Biomass |  | 17.847 | 23.8248 | 24.2539 | 26.577 | 26.3872 | 25.7972 | 25.5389 | 26.1077 | 26.8871 | 29.5923 | 29.1624 | 30.3521 | 29.9034 | 29.9804 | 30.1044 | 29.7129 | 29.5873 | 28.8208 | 28.0481 | 26.1793 | 24.9135 | 24.3209 | 23.6398 | 22.3209 | 22.3441 | 20.738 | 19.1188 | 17.9489 | 18.9399 | 19.278 | 16.638 | 16.6365 | 15.174 | 15.0091 | 13.8308
| CCS |  | 0 | 0 | 0 | 0 | 0 | 0 | 0 | 0 | 0 | 0 | 0 | 0 | 0 | 0 | 6.5939 | 12.2769 | 18.534 | 20.8323 | 23.9156 | 18.293 | 17.3146 | 17.9177 | 17.8296 | 16.3215 | 16.2863 | 15.1484 | 17.2507 | 15.1436 | 18.6311 | 20.7628 | 17.3404 | 17.2467 | 14.923 | 14.4879 | 15.0451
| CHP |  | 19.8939 | 18.9605 | 18.8364 | 17.8912 | 18.0057 | 17.1465 | 16.142 | 15.9597 | 15.8226 | 15.4161 | 14.0108 | 14.7575 | 14.42 | 14.0285 | 6.7551 | 6.0425 | 6.2646 | 4.9257 | 4.3965 | 2.3678 | 1.9457 | 1.8371 | 1.7613 | 1.8956 | 1.8709 | 0.92944 | 0.88836 | 0.62389 | 0.6312 | 0.5877 | 0.48384 | 0.4386 | 0.33836 | 0.30767 | 0.28568
| Gas |  | 122.1 | 119.1809 | 104.0139 | 94.9379 | 91.6721 | 70.5784 | 52.5929 | 40.7233 | 44.8163 | 47.2063 | 35.2075 | 42.7148 | 35.3078 | 39.1162 | 42.3804 | 24.0647 | 24.155 | 12.2785 | 9.0843 | 3.5518 | 2.2101 | 1.9017 | 2.0975 | 2.512 | 2.4754 | 2.2919 | 2.1573 | 1.2119 | 1.2401 | 1.1062 | 0.816 | 0.69448 | 0.47366 | 0.34021 | 0.25411
| Coal |  | 24 | 7.1068 | 10.5584 | 4.1471 | 0.71523 | 0.37065 | 0 | 0 | 0 | 0 | 0 | 0 | 0 | 0 | 0 | 0 | 0 | 0 | 0 | 0 | 0 | 0 | 0 | 0 | 0 | 0 | 0 | 0 | 0 | 0 | 0 | 0 | 0 | 0 | 0
| Hydro |  | 4.7 | 6.5071 | 6.507 | 6.5088 | 6.6588 | 6.6588 | 6.6588 | 6.6588 | 6.6587 | 6.6587 | 6.6587 | 6.6587 | 6.6587 | 6.6587 | 6.6587 | 6.6628 | 6.6628 | 6.6628 | 6.6628 | 6.6628 | 6.6628 | 6.6628 | 6.6628 | 6.6628 | 6.6628 | 6.6628 | 6.6628 | 6.6628 | 6.6628 | 6.6628 | 6.6628 | 6.6628 | 6.6628 | 6.6628 | 6.6627
| Interconnectors |  | 14.9743 | 27.402 | 28.5006 | 37.8289 | 36.5461 | 53.8351 | 67.7717 | 82.2052 | 82.2869 | 81.9655 | 75.7603 | 63.886 | 48.8424 | 40.305 | 29.7326 | 25.1526 | 6.93 | -2.551 | -15.7208 | -15.7701 | -16.6823 | -14.9916 | -14.1104 | -9.938 | -9.906 | -9.906 | -9.906 | -9.906 | -9.906 | -9.906 | -9.906 | -9.906 | -9.906 | -9.906 | -9.906
| Marine |  | 0 | 0.21898 | 0.25997 | 0.29151 | 0.36508 | 0.3756 | 0.44567 | 1.7 | 1.9663 | 4.4591 | 6.5719 | 7.2025 | 9.1996 | 10.9865 | 12.8084 | 14.5603 | 14.5953 | 14.5953 | 14.6304 | 14.6304 | 14.6304 | 14.6304 | 16.3822 | 16.3822 | 18.134 | 20.5621 | 21.2628 | 21.9636 | 23.3651 | 24.0658 | 24.7665 | 25.8176 | 26.8687 | 27.9195 | 28.9596
| Nuclear |  | 67.1 | 61.3881 | 61.3451 | 61.3086 | 61.2976 | 61.2209 | 61.2371 | 48.5485 | 32.3438 | 32.4217 | 44.9266 | 45.0105 | 60.5299 | 60.4723 | 62.7433 | 74.9983 | 83.0547 | 94.2488 | 101.7846 | 111.5396 | 109.6426 | 108.3759 | 107.3159 | 104.6387 | 104.3516 | 104.6213 | 104.655 | 114.2825 | 115.814 | 116.4514 | 125.3214 | 124.8619 | 127.8988 | 127.2548 | 126.658
| Offshore Wind |  | 16.6 | 19.8963 | 26.1536 | 28.9443 | 33.6159 | 38.3851 | 42.263 | 48.2663 | 58.4346 | 61.3372 | 66.9238 | 68.988 | 74.9858 | 79.1629 | 83.4591 | 87.2112 | 89.3983 | 95.5809 | 97.7552 | 99.7762 | 105.6253 | 105.6342 | 105.614 | 108.6416 | 110.1004 | 111.8676 | 111.8464 | 111.8733 | 111.9661 | 111.9967 | 111.9483 | 111.8787 | 111.7692 | 111.6862 | 111.5852
| Onshore Wind |  | 21.5 | 25.3228 | 27.7996 | 28.2928 | 29.0499 | 30.7574 | 33.282 | 36.8486 | 39.5416 | 40.2248 | 41.1196 | 41.4659 | 41.8051 | 42.1504 | 42.5078 | 42.8281 | 43.1281 | 43.4375 | 43.7614 | 43.9498 | 44.1983 | 44.5275 | 44.827 | 45.0202 | 45.2008 | 45.3569 | 45.6765 | 45.9619 | 46.3334 | 46.6366 | 46.8668 | 47.0811 | 47.2826 | 47.4948 | 47.7137
| Solar |  | 8.525 | 9.3914 | 9.8771 | 10.3238 | 10.7437 | 11.2091 | 11.8623 | 12.7407 | 13.8029 | 14.9917 | 16.2305 | 17.443 | 18.5984 | 19.5801 | 20.5271 | 21.4829 | 22.3243 | 23.1017 | 23.8868 | 24.5066 | 25.0958 | 25.584 | 25.9681 | 26.333 | 26.6226 | 26.8368 | 27.0511 | 27.2653 | 27.4795 | 27.6938 | 27.908 | 28.1222 | 28.3357 | 28.5482 | 28.7609
| Other Thermal |  | 0.2 | 0.0052887 | 0.028026 | 0.12526 | 0.24426 | 0.24965 | 0.35903 | 0.4794 | 0.50397 | 0.54534 | 0.48209 | 0.4826 | 0.46054 | 0.44979 | 0.43265 | 0.43595 | 0.33233 | 0.23843 | 0.19297 | 0.081789 | 0.14328 | 0.14048 | 0.12756 | 0.11869 | 0.10741 | 0.11062 | 0.10668 | 0.061874 | 0.069736 | 0.064652 | 0.054349 | 0.06714 | 0.059708 | 0.061644 | 0.072552
| Other Renewable |  | 14.3591 | 15.572 | 17.0251 | 17.8343 | 19.041 | 19.6214 | 20.4603 | 20.8677 | 21.3463 | 21.8665 | 22.6714 | 23.3017 | 23.9478 | 24.5759 | 25.7685 | 26.6053 | 27.3788 | 28.1017 | 29.1246 | 29.6628 | 30.0602 | 30.303 | 30.5285 | 30.6812 | 30.7521 | 30.7918 | 30.9107 | 31.0403 | 31.175 | 31.3316 | 31.4873 | 31.6567 | 31.8405 | 32.0636 | 32.3059
| Carbon Intensity (gCO2/KWh) |  | 242.5972 | 189.34 | 181.0456 | 155.3089 | 141.4195 | 119.1479 | 97.6257 | 85.3351 | 89.6808 | 87.0623 | 66.7142 | 72.896 | 59.7973 | 61.4683 | 54.3596 | 34.3344 | 33.318 | 20.1829 | 16.3697 | 8.4863 | 6.8026 | 6.4842 | 6.4938 | 6.8705 | 6.7223 | 5.1453 | 5.1389 | 3.6417 | 3.966 | 3.9669 | 3.2081 | 3.0649 | 2.5379 | 2.3618 | 2.3229
| Interconnectors (net negative) |  | 0 | 0 | 0 | 0 | 0 | 0 | 0 | 0 | 0 | 0 | 0 | 0 | 0 | 0 | 0 | 0 | 0 | 2.551 | 15.7208 | 15.7701 | 16.6823 | 14.9916 | 14.1104 | 9.938 | 9.906 | 9.906 | 9.906 | 9.906 | 9.906 | 9.906 | 9.906 | 9.906 | 9.906 | 9.906 | 9.906
Note on B23: For correct display of chart.

## Figure 4.4
Total generation output (TWh per year) and carbon intensity - Steady State
Steady State
| Year | 2015 | 2016 | 2017 | 2018 | 2019 | 2020 | 2021 | 2022 | 2023 | 2024 | 2025 | 2026 | 2027 | 2028 | 2029 | 2030 | 2031 | 2032 | 2033 | 2034 | 2035 | 2036 | 2037 | 2038 | 2039 | 2040 | 2041 | 2042 | 2043 | 2044 | 2045 | 2046 | 2047 | 2048 | 2049 | 2050
| Biomass |  | 17.847 | 19.1969 | 19.2018 | 18.7669 | 18.7424 | 18.6056 | 18.7765 | 19.0643 | 19.0796 | 19.0615 | 18.7005 | 18.2388 | 3.8272 | 3.8358 | 3.8241 | 3.8197 | 3.8183 | 3.5811 | 3.5793 | 3.4093 | 3.4285 | 3.4416 | 3.455 | 3.4686 | 3.4825 | 3.2337 | 3.2439 | 3.2607 | 3.2758 | 3.2933 | 3.3141 | 3.3366 | 3.3691 | 3.4064 | 3.4446
| CCS |  | 0 | 0 | 0 | 0 | 0 | 0 | 0 | 0 | 0 | 0 | 0 | 0 | 0 | 0 | 0 | 0 | 0 | 0 | 0 | 0 | 0 | 0 | 0 | 0 | 0 | 0 | 0 | 0 | 0 | 0 | 0 | 0 | 0 | 0 | 0
| CHP |  | 19.8939 | 18.0107 | 17.2906 | 16.232 | 15.7911 | 16.5817 | 16.1775 | 16.5736 | 16.9291 | 16.8018 | 16.4387 | 16.3187 | 16.6223 | 15.2685 | 8.0882 | 8.0003 | 8.0516 | 8.0102 | 7.9916 | 8.0341 | 8.2042 | 8.383 | 8.7388 | 8.5233 | 8.7697 | 8.9981 | 9.2006 | 9.4323 | 9.5573 | 9.7578 | 9.9308 | 10.13 | 10.3536 | 10.4534 | 10.6517
| Gas |  | 122.1 | 128.506 | 105.5081 | 91.6533 | 85.029 | 102.2076 | 107.0259 | 112.9221 | 118.0958 | 127.264 | 131.5064 | 140.546 | 143.0698 | 144.9806 | 155.3493 | 149.7955 | 144.136 | 131.0442 | 130.6085 | 119.7061 | 117.2644 | 117.7837 | 117.7135 | 116.2808 | 116.8219 | 119.3765 | 121.5604 | 123.6361 | 121.7273 | 123.2023 | 124.5396 | 125.7813 | 127.1312 | 125.3532 | 126.8939
| Coal |  | 24 | 5.5235 | 21.3898 | 30.8922 | 38.4782 | 31.2256 | 19.3122 | 19.5497 | 8.6936 | 0 | 0 | 0 | 0 | 0 | 0 | 0 | 0 | 0 | 0 | 0 | 0 | 0 | 0 | 0 | 0 | 0 | 0 | 0 | 0 | 0 | 0 | 0 | 0 | 0 | 0
| Hydro |  | 4.7 | 6.5071 | 6.5071 | 6.507 | 6.507 | 6.5088 | 6.5088 | 6.5088 | 6.8476 | 6.8476 | 6.8476 | 6.8476 | 6.8476 | 6.8476 | 6.8476 | 6.8476 | 6.8476 | 6.8476 | 6.8476 | 6.8482 | 6.8509 | 6.8476 | 6.8476 | 6.8476 | 6.8476 | 6.8476 | 6.8476 | 6.8476 | 6.8476 | 6.8476 | 6.8476 | 6.8476 | 6.8476 | 6.8476 | 6.8476
| Interconnectors |  | 14.9743 | 27.3933 | 27.995 | 26.8037 | 22.9107 | 18.4483 | 25.1845 | 22.0406 | 34.4926 | 30.4963 | 19.7261 | 20.6823 | 27.4989 | 24.6633 | 26.7213 | 31.3788 | 35.4427 | 38.1678 | 38.9969 | 38.6734 | 42.5458 | 45.7222 | 47.6779 | 51.2785 | 52.7358 | 52.7358 | 52.7358 | 52.7358 | 52.7358 | 52.7358 | 52.7358 | 52.7358 | 52.7358 | 52.7358 | 52.7358
| Marine |  | 0 | 0.21898 | 0.21898 | 0.21898 | 0.21898 | 0.25402 | 0.25402 | 0.25402 | 0.25402 | 0.25402 | 0.25402 | 0.25402 | 0.25402 | 0.25402 | 0.25402 | 0.25402 | 0.25402 | 0.25402 | 0.25402 | 0.25402 | 0.25402 | 0.25402 | 0.25402 | 0.25402 | 0.21898 | 0.21898 | 0.21898 | 0.21898 | 0.21898 | 0.21898 | 0.21898 | 0.21898 | 0.21898 | 0.21898 | 0.21898
| Nuclear |  | 67.1 | 61.3881 | 61.3859 | 61.3446 | 61.3349 | 53.4376 | 46.9114 | 40.6737 | 32.4053 | 32.3939 | 32.3805 | 16.4585 | 16.4368 | 16.4555 | 8.1544 | 8.1302 | 8.1095 | 20.505 | 20.4772 | 32.9122 | 32.8572 | 32.763 | 32.7114 | 32.6302 | 32.677 | 32.3792 | 32.4868 | 32.5729 | 36.1864 | 36.2389 | 36.2766 | 36.3131 | 36.3543 | 39.9836 | 40.0203
| Offshore Wind |  | 16.6 | 17.6385 | 21.2911 | 26.2465 | 27.1039 | 27.7094 | 33.494 | 35.2533 | 35.262 | 38.4833 | 43.893 | 49.2531 | 53.6329 | 54.9662 | 57.0371 | 59.089 | 61.1192 | 61.143 | 61.1424 | 61.1467 | 61.1413 | 61.1375 | 61.1332 | 61.1213 | 61.129 | 61.1392 | 61.1499 | 61.1584 | 61.1608 | 61.1651 | 61.1671 | 61.1679 | 61.1686 | 61.1687 | 61.1693
| Onshore Wind |  | 21.5 | 25.1496 | 27.1618 | 27.5923 | 28.0421 | 28.1999 | 28.3919 | 28.4237 | 28.8118 | 29.0097 | 29.863 | 30.4945 | 30.6007 | 30.6526 | 30.6358 | 29.3388 | 29.209 | 27.9152 | 27.7016 | 26.9672 | 26.0338 | 23.2775 | 22.2475 | 21.8157 | 21.0809 | 20.4675 | 19.4582 | 18.4345 | 17.9833 | 17.386 | 16.9172 | 16.4763 | 16.0478 | 15.6022 | 15.3437
| Solar |  | 8.525 | 9.09 | 9.3967 | 9.6175 | 9.7941 | 9.9635 | 10.1259 | 10.3283 | 10.5605 | 10.7953 | 11.0213 | 11.219 | 11.4157 | 11.5458 | 11.6169 | 11.6796 | 11.728 | 11.761 | 11.7771 | 11.7396 | 11.6585 | 11.5077 | 11.2929 | 11.0217 | 10.6387 | 10.2873 | 10.0765 | 9.9324 | 9.8475 | 9.8164 | 9.7872 | 9.76 | 9.7347 | 9.7566 | 9.779
| Other Thermal |  | 0.2 | 0.0065373 | 0.010461 | 0.022196 | 0.033921 | 0.10042 | 0.31609 | 0.12144 | 0.40973 | 0.18732 | 0.04447 | 0.039468 | 0.077596 | 0.064199 | 0.061839 | 0.040529 | 0.051598 | 0.093468 | 0.079552 | 0.10452 | 0.085097 | 0.13425 | 0.21902 | 0.23142 | 0.17283 | 0.20345 | 0.24327 | 0.28434 | 0.21809 | 0.25297 | 0.27421 | 0.2999 | 0.33037 | 0.2749 | 0.3201
| Other Renewable |  | 14.3591 | 15.4434 | 16.7721 | 17.2473 | 17.6041 | 18.2387 | 18.9258 | 19.1685 | 19.4046 | 19.5842 | 19.9015 | 20.0325 | 20.22 | 20.4372 | 20.9317 | 21.3085 | 21.5659 | 21.8188 | 22.2406 | 22.4547 | 22.6193 | 22.6369 | 22.6474 | 22.6208 | 22.5523 | 22.5488 | 22.5746 | 22.6294 | 22.7064 | 22.8119 | 22.9342 | 23.0857 | 23.268 | 23.4864 | 23.7346
| Carbon Intensity (gCO2/KWh) |  | 242.5972 | 194.9899 | 212.0937 | 221.5717 | 233.7375 | 230.0136 | 204.9436 | 209.4023 | 191.9504 | 173.3378 | 171.1003 | 184.3152 | 191.6674 | 189.1717 | 192.9549 | 188.9822 | 184.4883 | 169.9532 | 169.4286 | 155.9452 | 154.8895 | 157.1302 | 158.2431 | 157.4638 | 158.4774 | 159.6855 | 161.9653 | 164.1381 | 161.0321 | 162.4624 | 163.6708 | 164.8005 | 165.9854 | 162.8696 | 164.036
| Interconnectors (net negative) |  | 0 | 0 | 0 | 0 | 0 | 0 | 0 | 0 | 0 | 0 | 0 | 0 | 0 | 0 | 0 | 0 | 0 | 0 | 0 | 0 | 0 | 0 | 0 | 0 | 0 | 0 | 0 | 0 | 0 | 0 | 0 | 0 | 0 | 0 | 0
Note on B23: For correct display of chart.

## Figure 4.5
Nuclear installed capacity
| Units for Y Axis = | Installed capacity (GW)
| Year | 2015-01-01 | 2016-01-01 | 2017-01-01 | 2018-01-01 | 2019-01-01 | 2020-01-01 | 2021-01-01 | 2022-01-01 | 2023-01-01 | 2024-01-01 | 2025-01-01 | 2026-01-01 | 2027-01-01 | 2028-01-01 | 2029-01-01 | 2030-01-01 | 2031-01-01 | 2032-01-01 | 2033-01-01 | 2034-01-01 | 2035-01-01 | 2036-01-01 | 2037-01-01 | 2038-01-01 | 2039-01-01 | 2040-01-01 | 2041-01-01 | 2042-01-01 | 2043-01-01 | 2044-01-01 | 2045-01-01 | 2046-01-01 | 2047-01-01 | 2048-01-01 | 2049-01-01 | 2050-01-01
| Two Degrees |  | 8974 | 8974 | 8974 | 8974 | 8974 | 8974 | 8974 | 7115 | 4752 | 4752 | 6422 | 6422 | 8402 | 8402 | 8485 | 10155 | 11284 | 12954 | 14083 | 15753 | 15753 | 15753 | 15753 | 15753 | 15753 | 16000 | 16000 | 17600 | 17600 | 17600 | 19200 | 19200 | 20000 | 20000 | 20000 | 131400000 | 131.4 | 75% | 126.658
| Slow Progression |  | 8974 | 8974 | 8974 | 8974 | 8974 | 8974 | 8027 | 7115 | 4752 | 4752 | 4752 | 4752 | 3832 | 2616 | 4016 | 5686 | 5686 | 7356 | 7356 | 9026 | 9026 | 9026 | 9026 | 9026 | 9026 | 9026 | 9500 | 10000 | 10500 | 11000 | 11500 | 12500 | 13600 | 14600 | 16200
| Steady State |  | 8974 | 8974 | 8974 | 8974 | 8974 | 7819 | 6872 | 5960 | 4752 | 4752 | 4752 | 2432 | 2432 | 2432 | 1216 | 1216 | 1216 | 2886 | 2886 | 4556 | 4556 | 4556 | 4556 | 4556 | 4556 | 4500 | 4500 | 4500 | 5000 | 5000 | 5000 | 5000 | 5000 | 5500 | 5500 | 40953000 | 40.953 | 85% | 40.0203
| Consumer Power |  | 8974 | 8974 | 8974 | 8974 | 8974 | 8974 | 8027 | 7115 | 4752 | 4752 | 4752 | 4752 | 3662 | 4102 | 4286 | 5956 | 7356 | 9026 | 9026 | 10696 | 11825 | 11825 | 12954 | 12954 | 14083 | 14083 | 14083 | 15000 | 15000 | 15000 | 15000 | 16000 | 16800 | 17600 | 18600

## Figure 4.6 2016
Transmission voltage requirements and generation sources for summer 2016 and 2014 | Voltage Regulation 2016
| time | Nuclear | Interconnector Imp | Wind | Solar | Marine | Hydro | Biomass | Gas | Coal | Gas Oil | Storage Exp | Other Balancing | Emb. Wind | Emb. Solar | Emb. Other | Interconnector Exp | Storage Imp | Transmission Demand | SO flexibility | SO flexibility | Total Voltage Regulation
| 0:00 | 8073 | 2698.5 | 27.8 | 0 | 0 | 895 | 1404 | 8807.8 | 0 | 0 | 0 | 0 | 23.7 | 0 | 5461 | 0 | 0 | 21906.1 | 24875.3 | 18541.1 | -5928.7762
| 0:30 | 8073 | 2698.5 | 18.2 | 0 | 0 | 895 | 1404 | 8450.1 | 0 | 0 | 0 | 0 | 15.4 | 0 | 5400.9 | 0 | 0 | 21538.7 | 23955.6 | 18030.9 | -1308.7265
| 1:00 | 8073 | 2698.5 | 3.7 | 0 | 0 | 895 | 1404 | 7792.4 | 0 | 0 | 0 | 0 | 4.4 | 0 | 5291.8 | 0 | 0 | 20867.9 | 23510.5 | 17780.2 | -3460.2139
| 1:30 | 8073 | 2698.5 | 8.8 | 0 | 0 | 895 | 1404 | 7267.4 | 0 | 0 | 0 | 0 | 8.3 | 4.1 | 5209.7 | 0 | 0 | 20347.6 | 22615.2 | 17289.9 | -4997.6109
| 2:00 | 8073 | 2698.5 | 27.8 | 0 | 0 | 895 | 1404 | 7126.6 | 0 | 0 | 0 | 0 | 23.7 | 0 | 5191.8 | 0 | 0 | 20224.9 | 22633.3 | 17308 | -6383.7479
| 2:30 | 8073 | 2698.5 | 48.3 | 0 | 0 | 895 | 1404 | 6939.2 | 0 | 0 | 0 | 0 | 40.6 | 0 | 5167.7 | 0 | 0 | 20057.4 | 22228.2 | 17094.2 | -7148.062
| 3:00 | 8073 | 2694 | 51.5 | 0 | 0 | 895 | 1404 | 6378.1 | 0 | 0 | 0 | 0 | 43.1 | 2.4 | 5078.5 | 0 | 0 | 19494.6 | 22226.5 | 17092.5 | -8144.9516
| 3:30 | 8073 | 2696.2 | 26.4 | 0 | 0 | 895 | 1404 | 5425.8 | 0 | 0 | 0 | 0 | 22.5 | 105.8 | 4935.7 | 0 | 0 | 18520.2 | 21404.4 | 16630.4 | -11767.4926
| 4:00 | 8073 | 2698.5 | 4 | 0 | 0 | 895 | 1404 | 4966.3 | 0 | 0 | 0 | 0 | 4.4 | 350 | 4895.3 | 0 | 0 | 18041.9 | 20505.6 | 16127.6 | -9436.9736
| 4:30 | 8073 | 2698.5 | 12.9 | 0 | 0 | 895 | 1404 | 4656.5 | 0 | 0 | 0 | 0 | 11.8 | 785.2 | 4918 | 0 | 0 | 17740.7 | 20084.2 | 15899.7 | -9358.505
| 5:00 | 8073 | 2698.5 | 27.8 | 0 | 0 | 895 | 1404 | 4655.9 | 0 | 0 | 0 | 0 | 23.7 | 1443.8 | 5027.5 | 0 | 0 | 17754.2 | 20098.3 | 15913.8 | -8686.3388
| 5:30 | 8073 | 2698.5 | 19.6 | 0 | 0 | 895 | 1404 | 4557.8 | 0 | 0 | 0 | 0 | 17.1 | 2315.7 | 5149.1 | 0 | 0 | 17648.2 | 20090.4 | 15905.9 | -8083.5038
| 6:00 | 8073 | 2698.5 | 3.4 | 0 | 0 | 895 | 1404 | 4879.3 | 0 | 0 | 0 | 0 | 4.2 | 3241.2 | 5344.2 | 0 | 0 | 17954.6 | 20075.3 | 15890.8 | -6325.7133
| 6:30 | 8073 | 2698.5 | 0.4 | 0 | 0 | 895 | 1404 | 5439.8 | 0 | 0 | 0 | 0 | 1.3 | 4127.9 | 5574.9 | 0 | 0 | 18511.8 | 20502 | 16124 | -2621.9971
| 7:00 | 8073 | 2698.5 | 3.4 | 0 | 0 | 895 | 1404 | 6081.8 | 0 | 0 | 0 | 0 | 4.2 | 5304.5 | 5867.1 | 0 | 0 | 19157.2 | 21385.4 | 16611.4 | -1823.4502
| 7:30 | 8073 | 2924.8 | 4.5 | 0 | 0 | 895 | 1404 | 5667 | 0 | 0 | 0 | 0 | 5.3 | 7010.9 | 6110.5 | 0 | 0 | 18969.9 | 21612.9 | 16838.9 | 1688.1951
| 8:00 | 8073 | 2924.8 | 3.4 | 0 | 0 | 895 | 1404 | 5591.2 | 0 | 0 | 0 | 0 | 4.2 | 8712.2 | 6370.4 | 0 | 0 | 18892.8 | 21611.6 | 16837.6 | 4782.9464
| 8:30 | 8073 | 2392.4 | 1 | 0 | 0 | 895 | 1404 | 6252.1 | 0 | 0 | 0 | 0 | 2 | 9805.7 | 6565.3 | 0 | 0 | 19018.7 | 21876.6 | 16742.6 | 4887.4284
| 9:00 | 8073 | 2392.4 | 0 | 0 | 0 | 895 | 1404 | 6841.5 | 0 | 0 | 0 | 0 | 0 | 10192.8 | 6720.9 | 0 | 0 | 19605.9 | 21874.4 | 16740.4 | 6580.9737
| 9:30 | 8073 | 2280.4 | 0 | 0 | 0 | 895 | 1404 | 7728.8 | 0 | 0 | 0 | 0 | 0 | 10058 | 6823.5 | 0 | 0 | 20381.1 | 23087.3 | 17357 | 7798.5984
| 10:00 | 8073 | 2280.4 | 0 | 0 | 0 | 895 | 1404 | 7906 | 0 | 0 | 0 | 0 | 0 | 10213.5 | 6876.7 | 0 | 0 | 20558.3 | 23087.3 | 17357 | 8311.8464
| 10:30 | 8073 | 2280.4 | 1.4 | 0 | 0 | 895 | 1404 | 7165.7 | 0 | 0 | 0 | 0 | 2.3 | 11210.6 | 6918.7 | 0 | 0 | 19820.7 | 22190 | 16864.7 | 8257.7719
| 11:00 | 8073 | 2280.4 | 4 | 0 | 0 | 895 | 1404 | 6538.2 | 0 | 0 | 0 | 0 | 4.4 | 11929.9 | 6934.1 | 0 | 0 | 19195.7 | 21767.5 | 16633.5 | 7665.764
| 11:30 | 8073 | 2278.4 | 4.2 | 0 | 0 | 895 | 1404 | 6898.1 | 0 | 0 | 0 | 0 | 4.7 | 11378.3 | 6903.2 | 0 | 0 | 19554 | 21765.9 | 16631.9 | 7513.7479
| 12:00 | 8073 | 2280.4 | 3.4 | 0 | 0 | 895 | 1404 | 7003.8 | 0 | 0 | 0 | 0 | 4.2 | 10737.7 | 6817.6 | 0 | 0 | 19661.1 | 21767.3 | 16633.3 | 7748.633
| 12:30 | 8073 | 2278.4 | 3.1 | 0 | 0 | 895 | 1404 | 5872.1 | 0 | 0 | 0 | 0 | 4 | 11204.4 | 6710.9 | 0 | 0 | 18527.1 | 20965 | 16191 | 7396.8643
| 13:00 | 8073 | 2280.4 | 4.3 | 0 | 0 | 895 | 1404 | 4852.4 | 0 | 0 | 0 | 0 | 4.9 | 11857.9 | 6652.8 | 0 | 0 | 17510.6 | 19658.2 | 15473.7 | 7252.2764
| 13:30 | 8073 | 2280.4 | 7 | 0 | 0 | 895 | 1213.5 | 4881.2 | 0 | 0 | 0 | 0 | 7.1 | 11579.5 | 6583.1 | 0 | 0 | 17351.4 | 19660.7 | 15476.2 | 7125.6796
| 14:00 | 8073 | 2392.4 | 7.4 | 0 | 0 | 895 | 1404 | 5458.7 | 0 | 0 | 0 | 0 | 7.6 | 10577.1 | 6563.7 | 0 | 0 | 18231.9 | 21083.2 | 16309.2 | 6928.6858
| 14:30 | 8073 | 2392.4 | 4 | 0 | 0 | 895 | 1404 | 6691 | 0 | 0 | 0 | 0 | 4.4 | 9343.5 | 6562.3 | 0 | 0 | 19460.5 | 21879.5 | 16745.5 | 6289.882
| 15:00 | 8073 | 2392.4 | 0.1 | 0 | 0 | 895 | 1404 | 8124.9 | 0 | 0 | 0 | 0 | 0.8 | 8184.9 | 6605.2 | 0 | 0 | 20890.2 | 23200.3 | 17470 | 7526.1232
| 15:30 | 8073 | 2392.4 | 0 | 0 | 0 | 895 | 1404 | 9271 | 0 | 0 | 0 | 0 | 0.1 | 7277 | 6643.2 | 0 | 0 | 22035.6 | 24541.6 | 18207.4 | 7374.366
| 16:00 | 8073 | 2280.4 | 0 | 0 | 0 | 895 | 1404 | 10536.5 | 0 | 0 | 0 | 0 | 0.4 | 6459.7 | 6697 | 0 | 0 | 23189.3 | 25674.8 | 18780.4 | 7559.3676
| 16:30 | 8073 | 2280.4 | 0 | 0 | 0 | 895 | 1404 | 11487 | 0 | 0 | 0 | 0 | 0 | 5545.7 | 6702.8 | 0 | 0 | 24139.4 | 26204.4 | 19071.5 | 8330.8502
| 17:00 | 8073 | 2280.4 | 0.1 | 0 | 0 | 895 | 1404 | 11886.9 | 449.4 | 0 | 0 | 0 | 0.8 | 4574.5 | 6683.5 | 0 | 0 | 24989.6 | 27005.3 | 19512.4 | 7870.5601
| 17:30 | 8073 | 2280.4 | 7 | 0 | 0 | 895 | 1404 | 12426.8 | 724.4 | 0 | 0 | 0 | 7 | 3617.2 | 6662.8 | 0 | 0 | 25811.8 | 28034.6 | 20081.8 | 8461.404
| 18:00 | 8073 | 2280.4 | 12.7 | 0 | 0 | 895 | 1404 | 13273.4 | 799.4 | 0 | 0 | 0 | 11.4 | 2642.8 | 6656 | 0 | 0 | 26738.6 | 28844.8 | 20529.7 | 8909.6539
| 18:30 | 8073 | 2392.4 | 8.8 | 0 | 0 | 895 | 1404 | 13559.3 | 1138.9 | 0 | 0 | 0 | 8.1 | 1643.4 | 6612.8 | 0 | 0 | 27472.1 | 29437.9 | 20904.6 | 9922.2107
| 19:00 | 8073 | 2392.4 | 3.4 | 0 | 0 | 895 | 1404 | 13987.9 | 1393 | 0 | 0 | 0 | 4.2 | 805.5 | 6586.6 | 0 | 0 | 28150.1 | 30300.2 | 21376.7 | 9297.131
| 19:30 | 8073 | 2392.4 | 6.9 | 0 | 0 | 895 | 1404 | 14148.3 | 1306.2 | 0 | 0 | 0 | 6.7 | 304.2 | 6519 | 0 | 0 | 28226.6 | 30303.1 | 21379.6 | 10378.7834
| 20:00 | 8073 | 2392.4 | 12.2 | 0 | 0 | 895 | 1404 | 14324 | 1736.9 | 0 | 0 | 0 | 11 | 75.5 | 6581 | 0 | 0 | 28838.1 | 30793.2 | 21651.4 | 12093.6693
| 20:30 | 8073 | 2924.8 | 12 | 0 | 0 | 895 | 1404 | 14274.1 | 1680.7 | 0 | 0 | 0 | 10.9 | 2.9 | 6637.6 | 0 | 0 | 29264.3 | 31325.5 | 22183.8 | 8233.6489
| 21:00 | 8073 | 2924.8 | 7.7 | 0 | 0 | 895 | 1404 | 14353.2 | 1828.4 | 0 | 0 | 0 | 7.6 | 0 | 6672.3 | 0 | 0 | 29487.3 | 31321.7 | 22180 | 7404.6402
| 21:30 | 8073 | 2924.8 | 2.9 | 0 | 0 | 895 | 1404 | 13335.8 | 1138.9 | 0 | 0 | 0 | 3.7 | 1.8 | 6397.9 | 0 | 0 | 27775.8 | 29965.1 | 21431.8 | 5997.6616
| 22:00 | 8073 | 2924.8 | 0 | 0 | 0 | 895 | 1404 | 12004.2 | 379 | 0 | 0 | 0 | 0.8 | 0 | 6061.7 | 0 | 0 | 25680.8 | 28016.6 | 20358.5 | 4811.2497
| 22:30 | 8073 | 2924.8 | 0 | 0 | 0 | 895 | 1404 | 10540.9 | 0 | 0 | 0 | 0 | 0 | 0 | 5766.5 | 0 | 0 | 23837.7 | 26318.8 | 19424.4 | 4365.722
| 23:00 | 8073 | 2924.8 | 0 | 0 | 0 | 895 | 1404 | 8996.2 | 0 | 0 | 0 | 0 | 0 | 0 | 5519.2 | 0 | 0 | 22292.9 | 25073.7 | 18739.5 | 2114.2794
| 23:30 | 8073 | 2698.5 | 0 | 0 | 0 | 895 | 1404 | 8432.8 | 0 | 0 | 0 | 0 | 0.1 | 0.9 | 5392.9 | 0 | 0 | 21503.4 | 23937.6 | 18012.9 | 2109.421

## Figure 4.6 2024
Transmission voltage requirements and generation sources for summer 2016 and 2014 | Voltage Regulation 2024
| time | Nuclear | Interconnector Imp | Wind | Solar | Marine | Hydro | Biomass | Gas | Coal | Gas Oil | Storage Exp | Other Balancing | Emb. Wind | Emb. Solar | Emb. Other | Interconnector Exp | Storage Imp | Transmission Demand | SO flexibility | SO flexibility | Total Voltage Regulation
| 0:00 | 4715 | 3780.4 | 0 | 0 | 19.9 | 904 | 1385 | 9305.7 | 0 | 0 | 0 | 0 | 0 | 0 | 8264.5 | 0 | 0 | 20110 | 22480.3 | 16196.1 | -14823.8661
| 0:30 | 4715 | 3784.5 | 1.3 | 0 | 18.8 | 904 | 1385 | 8892.9 | 0 | 0 | 0 | 0 | 1.3 | 0.3 | 8119.2 | 0 | 0 | 19702.9 | 22054 | 15964.2 | -12747.7032
| 1:00 | 4715 | 3784.5 | 0 | 0 | 23.3 | 904 | 1385 | 8243.4 | 0 | 0 | 0 | 0 | 0 | 0 | 7886.7 | 0 | 0 | 19055.2 | 22055.8 | 15966 | -13909.3742
| 1:30 | 4715 | 3784.5 | 0 | 0 | 8.2 | 904 | 1385 | 7727.4 | 0 | 0 | 0 | 0 | 0 | 0 | 7696.5 | 0 | 0 | 18524.1 | 20715.7 | 15222.1 | -14386.5916
| 2:00 | 4715 | 3784.5 | 0 | 0 | 10.8 | 904 | 1385 | 7369.2 | 0 | 0 | 0 | 0 | 0 | 0 | 7569.3 | 0 | 0 | 18168.6 | 20718.4 | 15224.8 | -15059.897
| 2:30 | 4715 | 3784.5 | 37.1 | 0 | 84.1 | 904 | 1385 | 7136.1 | 0 | 0 | 0 | 0 | 17.7 | 5.8 | 7533.4 | 0 | 0 | 18045 | 20827.9 | 15334.3 | -15319.1841
| 3:00 | 4715 | 3784.5 | 60.7 | 0 | 88.8 | 904 | 1385 | 6768.4 | 0 | 0 | 0 | 0 | 29.6 | 0 | 7414.2 | 0 | 0 | 17706.2 | 20152.8 | 14976 | -15425.1148
| 3:30 | 4715 | 3784.5 | 39.2 | 0 | 79.7 | 904 | 1385 | 5942.8 | 0 | 0 | 0 | 0 | 19 | 26.6 | 7113.3 | 0 | 0 | 16849.9 | 19242.1 | 14461.3 | -20066.4861
| 4:00 | 4715 | 3782.3 | 9.6 | 0 | 2.3 | 904 | 1385 | 5233.4 | 0 | 0 | 0 | 0 | 5.4 | 384.9 | 6944.3 | 0 | 0 | 16033.1 | 18272.7 | 13879.8 | -16597.8501
| 4:30 | 4715 | 3784.5 | 20.4 | 0.5 | 0 | 904 | 1194.5 | 4539.6 | 0 | 0 | 0 | 0 | 10.7 | 1364.9 | 6984.4 | 0 | 0 | 15159.9 | 17418.8 | 13415.1 | -16785.454
| 5:00 | 4715 | 3784.5 | 60.6 | 0.8 | 0 | 904 | 1004 | 3841.4 | 0 | 0 | 0 | 0 | 29.6 | 2962.7 | 7259 | 0 | 0 | 14310.1 | 17017.7 | 13212.1 | -14585.1488
| 5:30 | 4715 | 2493.7 | 100.5 | 1.1 | 14.5 | 904 | 1004 | 3809.3 | 0 | 0 | 0 | 0 | 49.3 | 5052.5 | 7560.4 | 0 | 0 | 13042.1 | 15781.8 | 11976.2 | -10467.4977
| 6:00 | 4715 | 2343.4 | 110.8 | 2 | 15.6 | 838.3 | 969.5 | 3338.6 | 0 | 0 | 0 | 0 | 53.9 | 7314.3 | 8117.8 | 0 | 0 | 12332.2 | 14347.8 | 11124.9 | -10178.937
| 6:30 | 4715 | 1035.5 | 68.1 | 4.1 | 15.2 | 904 | 1194.5 | 3894.5 | 0 | 0 | 0 | 0 | 33.5 | 9459.9 | 8699.4 | 0 | 0 | 11830.8 | 14294.8 | 10489.2 | -6637.9135
| 7:00 | 4715 | 738.1 | 9.3 | 6.6 | 0 | 904 | 1194.5 | 4265.4 | 0 | 0 | 0 | 0 | 5.4 | 11521 | 9428.8 | 0 | 0 | 11834.7 | 14367.8 | 10364.2 | -3775.2381
| 7:30 | 4715 | 179.6 | 0 | 8.5 | 6.1 | 904 | 1004 | 4584.3 | 0 | 0 | 0 | 0 | 0 | 13574.5 | 10007.1 | 0 | 0 | 11401.4 | 13806.1 | 9802.5 | 978.6812
| 8:00 | 4715 | 0 | 0 | 9.7 | 6.6 | 904 | 1004 | 4625.6 | 0 | 0 | 0 | 0 | 0 | 15556.5 | 10648.2 | -55.6 | 0 | 11209.6 | 13573 | 9569.4 | 607.0019
| 8:30 | 4715 | 0 | 64.8 | 10.4 | 8.4 | 904 | 1004 | 4625.6 | 0 | 0 | 0 | 0 | 32 | 17379.6 | 11141.6 | -599.8 | 0 | 10732.2 | 13095.6 | 9092 | -1945.1233
| 9:00 | 4715 | 0 | 114.7 | 10.9 | 2.2 | 896.5 | 969.5 | 4625.6 | 0 | 0 | 0 | 0 | 56.4 | 19003.6 | 11473.1 | -1325.6 | 0 | 10009.4 | 12414.8 | 8411.2 | -1993.562
| 9:30 | 4715 | 0 | 100.5 | 11.5 | 2.1 | 904 | 1194.5 | 4544.9 | 0 | 0 | 0 | 0 | 47.7 | 20398.9 | 11665.5 | -2312.5 | 0 | 9160 | 11413.6 | 7410 | -2574.2659
| 10:00 | 4715 | 0 | 60.7 | 10.9 | 0 | 904 | 1194.5 | 4544.9 | 0 | 0 | 0 | 0 | 29.6 | 21532.7 | 11737.1 | -3185.3 | 0 | 8244.6 | 10498.2 | 6494.6 | -2675.0593
| 10:30 | 4715 | 0 | 52.8 | 8.4 | 0 | 904 | 1194.5 | 4544.9 | 0 | 0 | 0 | 0 | 31.3 | 22376.6 | 11823.4 | -3779.4 | 0 | 7639.8 | 9893.4 | 5889.8 | -2653.4195
| 11:00 | 4715 | 0 | 110.8 | 6.2 | 0 | 904 | 1194.5 | 4544.9 | 0 | 0 | 0 | 0 | 53.9 | 22923.9 | 11830.4 | -4385.3 | 0 | 7089.2 | 9342.8 | 5339.2 | -2535.0361
| 11:30 | 4715 | 0 | 259.1 | 6.6 | 0 | 904 | 1194.5 | 4544.9 | 0 | 0 | 0 | 0 | 94.1 | 23179.3 | 11739.1 | -5084.2 | 0 | 6538.8 | 8792.4 | 4788.8 | -20066.4861
| 12:00 | 4715 | 0 | 503.1 | 9.1 | 0 | 904 | 1194.5 | 4544.9 | 0 | 0 | 0 | 0 | 159.3 | 23171.8 | 11526.4 | -5985.2 | 0 | 5886.9 | 8140.5 | 4136.9 | -23537.8875
| 12:30 | 4715 | 0 | 802.7 | 12.7 | 0 | 904 | 1004 | 4625.6 | 0 | 0 | 0 | 0 | 243.3 | 22918.1 | 11287.5 | -6673.3 | 0 | 5389.9 | 7753.3 | 3749.7 | -23265.531
| 13:00 | 4715 | 0 | 903.2 | 15.3 | 0 | 904 | 1004 | 4625.6 | 0 | 0 | 0 | 0 | 275.9 | 22361.1 | 11160.1 | -6608.9 | 0 | 5558.3 | 7921.7 | 3918.1 | -19092.8501
| 13:30 | 4715 | 0 | 648 | 15.9 | 0 | 896.5 | 969.5 | 4625.6 | 0 | 0 | 0 | 0 | 210.3 | 21449.7 | 10995.4 | -5794.6 | 0 | 6075.4 | 8480.8 | 4477.2 | -14585.1488
| 14:00 | 4715 | 0 | 417.5 | 15.2 | 0 | 896.5 | 969.5 | 4625.6 | 0 | 0 | 0 | 0 | 156.3 | 20232.5 | 10950.4 | -4418 | 0 | 7221.3 | 9626.7 | 5623.1 | -2764.1677
| 14:30 | 4715 | 0 | 583.6 | 14.2 | 0 | 896.5 | 969.5 | 4625.6 | 0 | 0 | 0 | 0 | 218.5 | 18772 | 10951 | -3183.9 | 0 | 8621 | 11026.4 | 7022.8 | -2452.8167
| 15:00 | 4715 | 0 | 919 | 13.1 | 0 | 838.3 | 969.5 | 4625.6 | 0 | 0 | 0 | 0 | 322.9 | 17087.2 | 11048.8 | -1605.7 | 0 | 10474.7 | 12938.3 | 8934.7 | -2685.295
| 15:30 | 4715 | 273.6 | 1104.5 | 11.9 | 0 | 850 | 969.5 | 4625.6 | 0 | 0 | 0 | 0 | 372.7 | 15201.2 | 11134.7 | 0 | 0 | 12550.6 | 15002.5 | 10998.8 | -2282.4137
| 16:00 | 4715 | 2425.9 | 1068.2 | 10.4 | 0 | 896.5 | 969.5 | 4602.8 | 0 | 0 | 0 | 0 | 357 | 13196.1 | 11176.8 | 0 | 0 | 14688.9 | 17117.1 | 13113.5 | -1719.2954
| 16:30 | 4715 | 4914.6 | 821.9 | 8.6 | 0 | 904 | 1004 | 4432 | 0 | 0 | 0 | 0 | 288.1 | 11137.6 | 11171.1 | 0 | 0 | 16800.3 | 19357.3 | 15353.7 | -1311.8904
| 17:00 | 4715 | 7457.5 | 471.7 | 6.8 | 0 | 904 | 1194.5 | 4105.8 | 0 | 0 | 0 | 0 | 182.8 | 8967.2 | 11092 | 0 | 0 | 18855.3 | 21548 | 17544.4 | -1206.9589
| 17:30 | 4715 | 9697.5 | 149.9 | 5.3 | 0 | 904 | 1194.5 | 4367.2 | 0 | 0 | 0 | 0 | 67.2 | 6661.9 | 11005.1 | 0 | 0 | 21033.7 | 23465 | 19461.4 | -571.1134
| 18:00 | 4715 | 9697.5 | 0 | 3.9 | 0 | 904 | 1385 | 6573 | 0 | 0 | 0 | 0 | 0.1 | 4463.8 | 10997.8 | 0 | 0 | 23278.4 | 25920.4 | 20743.6 | 452.0618
| 18:30 | 4715 | 9697.5 | 97.8 | 2.4 | 0 | 904 | 1385 | 8281.4 | 0 | 0 | 0 | 0 | 22.3 | 2638.4 | 10998.4 | 0 | 0 | 25083.1 | 27145.7 | 21460.9 | 1069.9828
| 19:00 | 4715 | 9697.5 | 244.4 | 1.3 | 0 | 904 | 1385 | 9172.9 | 0 | 0 | 0 | 0 | 71.4 | 1279.7 | 10900.7 | 0 | 0 | 26120 | 28191.1 | 22101.3 | 753.0587
| 19:30 | 4715 | 9697.5 | 266.6 | 0.6 | 0 | 904 | 1385 | 9862.7 | 0 | 0 | 0 | 0 | 88 | 418.6 | 10852.7 | 0 | 0 | 26830.6 | 28643.9 | 22359.7 | 913.6887
| 20:00 | 4715 | 9697.5 | 358.6 | 0.1 | 0 | 904 | 1385 | 11200.5 | 0 | 0 | 0 | 0 | 127.8 | 2.9 | 11230.6 | 0 | 0 | 28261.6 | 30937.1 | 23662.8 | 1996.9213
| 20:30 | 4715 | 9697.5 | 681.7 | 0 | 0 | 904 | 1385 | 11585.5 | 0 | 0 | 0 | 0 | 235.4 | 0 | 11521.7 | 0 | 0 | 28969.7 | 31260.2 | 23985.9 | 2661.5919
| 21:00 | 4715 | 9697.5 | 862 | 0 | 0 | 904 | 1385 | 10689.4 | 0 | 0 | 0 | 0 | 295.1 | 0 | 11286.4 | 0 | 0 | 28252.8 | 30159.4 | 23461.2 | 1174.9993
| 21:30 | 4715 | 9698.1 | 566.6 | 0 | 0 | 904 | 1385 | 9071.4 | 0 | 0 | 0 | 0 | 205.6 | 18.1 | 10575.6 | 0 | 0 | 26339.8 | 28512.4 | 22422.6 | -491.9768
| 22:00 | 4715 | 9697.5 | 166.6 | 0 | 0 | 904 | 1385 | 7286.8 | 0 | 0 | 0 | 0 | 81.8 | 0 | 9742.5 | 0 | 0 | 24155.2 | 26787.4 | 21293.8 | -2594.1771
| 22:30 | 4715 | 9697.5 | 68.9 | 0 | 0 | 904 | 1385 | 5395.1 | 0 | 0 | 0 | 0 | 49.1 | 0 | 9018.4 | 0 | 0 | 22166 | 24675.9 | 20088.6 | -5172.5485
| 23:00 | 4715 | 9697.5 | 114.5 | 0 | 0 | 904 | 1194.5 | 4045.5 | 0 | 0 | 0 | 0 | 56.4 | 0 | 8485.8 | 0 | 0 | 20671.5 | 23424.5 | 19420.9 | -8326.1603
| 23:30 | 4715 | 3784.5 | 74 | 0 | 0 | 904 | 1385 | 9050.6 | 0 | 0 | 0 | 0 | 32.5 | 1.9 | 8206.5 | 0 | 0 | 19913.6 | 22107 | 16017.2 | -12120.8531

## Figure 4.7
Storage installed capacity
| Units for Y Axis = | Installed capacity (GW)
| Year | 2015-01-01 | 2016-01-01 | 2017-01-01 | 2018-01-01 | 2019-01-01 | 2020-01-01 | 2021-01-01 | 2022-01-01 | 2023-01-01 | 2024-01-01 | 2025-01-01 | 2026-01-01 | 2027-01-01 | 2028-01-01 | 2029-01-01 | 2030-01-01 | 2031-01-01 | 2032-01-01 | 2033-01-01 | 2034-01-01 | 2035-01-01 | 2036-01-01 | 2037-01-01 | 2038-01-01 | 2039-01-01 | 2040-01-01 | 2041-01-01 | 2042-01-01 | 2043-01-01 | 2044-01-01 | 2045-01-01 | 2046-01-01 | 2047-01-01 | 2048-01-01 | 2049-01-01 | 2050-01-01
| Two Degrees |  | 3589 | 3712 | 4135 | 5318 | 5808 | 5870 | 5996 | 6123 | 6296 | 6618 | 6829 | 7703 | 7891 | 8443 | 8596 | 8713 | 8802 | 8840 | 8937 | 8937 | 8961 | 9047 | 9261 | 9418 | 9501 | 9634 | 9724 | 9783 | 9862 | 9901 | 9973 | 9901 | 9826 | 9731 | 9670
| Slow Progression |  | 3589 | 3705 | 4106 | 5266 | 5699 | 5699 | 5701 | 5726 | 5738 | 5910 | 5960 | 5980 | 6042 | 6721 | 6816 | 6974 | 7437 | 7455 | 7469 | 7468 | 7247 | 7291 | 7332 | 7417 | 7452 | 7552 | 7682 | 7753 | 7838 | 7906 | 8098 | 8177 | 8250 | 8305 | 8380
| Steady State |  | 3589 | 3705 | 4106 | 5266 | 5699 | 5698 | 5698 | 5698 | 5698 | 5748 | 5748 | 5723 | 5823 | 5818 | 5818 | 5817 | 5807 | 5707 | 5608 | 5181 | 5180 | 5184 | 5190 | 5197 | 5206 | 5206 | 5205 | 5204 | 5202 | 5199 | 5196 | 5192 | 5186 | 5179 | 5170
| Consumer Power |  | 3589 | 3710 | 4124 | 5309 | 5802 | 5867 | 5953 | 6119 | 6341 | 6731 | 7046 | 7236 | 8065 | 8655 | 8886 | 9062 | 9224 | 9337 | 9428 | 9428 | 9496 | 9601 | 9721 | 9811 | 9966 | 9987 | 10100 | 10179 | 10230 | 10288 | 10417 | 10434 | 10553 | 10662 | 10699
Initial strong growth in allscenarios

## Figure 4.8
Total interconnector capacity
| Units for Y Axis = | Interconnector capacity (GW)
| Year | 2015 | 2016-01-01 | 2017-01-01 | 2018-01-01 | 2019-01-01 | 2020-01-01 | 2021-01-01 | 2022-01-01 | 2023-01-01 | 2024-01-01 | 2025-01-01 | 2026-01-01 | 2027-01-01 | 2028-01-01 | 2029-01-01 | 2030-01-01 | 2031-01-01 | 2032-01-01 | 2033-01-01 | 2034-01-01 | 2035-01-01 | 2036-01-01 | 2037-01-01 | 2038-01-01 | 2039-01-01 | 2040-01-01 | 2041-01-01 | 2042-01-01 | 2043-01-01 | 2044-01-01 | 2045-01-01 | 2046-01-01 | 2047-01-01 | 2048-01-01 | 2049-01-01 | 2050-01-01
| Two Degrees |  | 3800 | 4005 | 4005 | 5005 | 5005 | 7405 | 9805 | 13205 | 13705 | 15605 | 18505 | 18505 | 18505 | 18505 | 18505 | 18505 | 18505 | 18505 | 18505 | 19705 | 19705 | 19705 | 19705 | 19705 | 19705 | 19705 | 19705 | 19705 | 19705 | 19705 | 19705 | 19705 | 19705 | 19705 | 19705
| Slow Progression |  | 3800 | 4005 | 4005 | 4005 | 5005 | 6005 | 7405 | 9805 | 11205 | 11205 | 13605 | 15005 | 15005 | 15005 | 15005 | 15005 | 15005 | 15005 | 15005 | 15005 | 15005 | 15005 | 15005 | 15005 | 15005 | 15005 | 15005 | 15005 | 15005 | 15005 | 15005 | 15005 | 15005 | 15005 | 15005
| Steady State |  | 3800 | 4005 | 4005 | 4005 | 4005 | 4005 | 5005 | 5005 | 7405 | 8405 | 8405 | 8405 | 9805 | 9805 | 9805 | 9805 | 9805 | 9805 | 9805 | 9805 | 9805 | 9805 | 9805 | 9805 | 9805 | 9805 | 9805 | 9805 | 9805 | 9805 | 9805 | 9805 | 9805 | 9805 | 9805
| Consumer Power |  | 3800 | 4005 | 4005 | 5005 | 5005 | 6005 | 8405 | 10405 | 13205 | 13205 | 16505 | 16505 | 16505 | 16505 | 16505 | 16505 | 16505 | 16505 | 16505 | 16505 | 16505 | 16505 | 16505 | 16505 | 16505 | 16505 | 16505 | 16505 | 16505 | 16505 | 16505 | 16505 | 16505 | 16505 | 16505
13 new projects built in Two Degrees, but only 5 in Steady State
Limited investment and minimal support in Steady State

## Figure 4.10
Interconnector flows at peak
| Units for Y Axis = | Interconnector peak flow, net (GW)
| Year | 2015 | 2016-01-01 | 2017-01-01 | 2018-01-01 | 2019-01-01 | 2020-01-01 | 2021-01-01 | 2022-01-01 | 2023-01-01 | 2024-01-01 | 2025-01-01 | 2026-01-01 | 2027-01-01 | 2028-01-01 | 2029-01-01 | 2030-01-01 | 2031-01-01 | 2032-01-01 | 2033-01-01 | 2034-01-01 | 2035-01-01 | 2036-01-01 | 2037-01-01 | 2038-01-01 | 2039-01-01 | 2040-01-01 | 2041-01-01 | 2042-01-01 | 2043-01-01 | 2044-01-01 | 2045-01-01 | 2046-01-01 | 2047-01-01 | 2048-01-01 | 2049-01-01 | 2050-01-01
| Two Degrees |  | 1800 | 2362 | 2037 | 4397.75 | 4295.4167 | 6573.5 | 8803.75 | 10799.25 | 10788.6667 | 10902.625 | 10416.875 | 9624 | 8865.125 | 7826.9167 | 6999.0417 | 7082.5 | 5317 | 4475.375 | 2495.0625 | 2186.3333 | 2214 | 2177.3125 | 1832.5417 | 2045.8125 | 2385.3333 | 2385.3333 | 2385.3333 | 2385.3333 | 2385.3333 | 2385.3333 | 2385.3333 | 2385.3333 | 2385.3333 | 2385.3333 | 2385.3333
| Slow Progression |  | 1800 | 2362 | 2037 | 2458.875 | 3154.0208 | 4116.25 | 5580.5417 | 6812.75 | 7373.3333 | 6669.75 | 6428.1667 | 7265.25 | 7524.3125 | 6823.5833 | 6299 | 6298.5 | 7003.2292 | 7055.75 | 6285.25 | 6462.5625 | 6220.125 | 6677.25 | 6795.3125 | 7416.75 | 7850.8542 | 7850.8542 | 7850.8542 | 7850.8542 | 7850.8542 | 7850.8542 | 7850.8542 | 7850.8542 | 7850.8542 | 7850.8542 | 7850.8542
| Steady State |  | 1800 | 2362 | 2037 | 3168.6667 | 2850 | 2487.5625 | 3244.5417 | 3045.2917 | 4250.375 | 3834.125 | 3005.75 | 2766.125 | 3337.7917 | 3048.3125 | 3362.8125 | 3959.875 | 4439.9167 | 4933.0625 | 5172 | 4846.5625 | 5248.25 | 5544.75 | 5820.6667 | 6256.8333 | 6460.75 | 6460.75 | 6460.75 | 6460.75 | 6460.75 | 6460.75 | 6460.75 | 6460.75 | 6460.75 | 6460.75 | 6460.75
| Consumer Power |  | 1800 | 2362 | 2037 | 4340 | 4233.9167 | 5058.7292 | 7084.0625 | 6992.1042 | 5653.6667 | 3697.4375 | 3317.25 | 3202.5 | 4076.125 | 4299 | 3192.7083 | 4043.75 | 4761.375 | 6189.4167 | 6854.5 | 7150.75 | 7360.5 | 7995.5 | 7946.25 | 8782.9167 | 8370.75 | 8370.75 | 8370.75 | 8370.75 | 8370.75 | 8370.75 | 8370.75 | 8370.75 | 8370.75 | 8370.75 | 8370.75

## Figure 4.11
Transmission connected gas installed capacity
| Units for Y Axis = |  | TX connected gas capacity (GW)
| Year | 2015 | 2016 | 2017 | 2018 | 2019 | 2020 | 2021 | 2022 | 2023 | 2024 | 2025 | 2026 | 2027 | 2028 | 2029 | 2030 | 2031 | 2032 | 2033 | 2034 | 2035 | 2036 | 2037 | 2038 | 2039 | 2040 | 2041 | 2042 | 2043 | 2044 | 2045 | 2046 | 2047 | 2048 | 2049 | 2050
| Two Degrees |  | 31019 | 30889 | 28402 | 28247 | 28218 | 25669 | 23574 | 22024 | 23198 | 22546 | 21628 | 21172 | 19497 | 20297 | 19079 | 16152 | 16152 | 14400 | 13480 | 11713 | 8960 | 8521 | 8501 | 8501 | 8501 | 8000 | 8000 | 7800 | 7600 | 7400 | 6800 | 5800 | 4800 | 4000 | 3200
| Slow Progression |  | 31019 | 30889 | 29403 | 28402 | 27810 | 26448 | 24898 | 24566 | 24751 | 24412 | 23846 | 21968 | 21228 | 21014 | 18810 | 17890 | 16135 | 13141 | 13141 | 11683 | 11683 | 11671 | 11644 | 10313 | 10313 | 10323 | 10000 | 9500 | 9000 | 8500 | 8000 | 7500 | 7000 | 6500 | 6000
| Steady State |  | 31019 | 30889 | 29103 | 29103 | 30066 | 30693 | 31350 | 32268 | 33380 | 34862 | 35613 | 37974 | 38254 | 38805 | 38486 | 38053 | 37349 | 34387 | 34368 | 33319 | 33319 | 33184 | 32304 | 31848 | 31848 | 31800 | 31800 | 31800 | 31800 | 31800 | 31800 | 31800 | 31800 | 31800 | 31800
| Consumer Power |  | 31019 | 30889 | 29038 | 28803 | 27484 | 25637 | 23462 | 24362 | 28574 | 29925 | 28519 | 27495 | 26260 | 24162 | 24067 | 20693 | 18263 | 15325 | 14475 | 14475 | 14774 | 14276 | 13304 | 13304 | 13304 | 13118 | 13000 | 12900 | 12800 | 12700 | 12600 | 12500 | 12400 | 12300 | 12300
In Steady State lower contribution from nuclear, interconnectors, biomass and distributed generation leads to gas flexing.

## ES1
Total generation output (TWh per year) and carbon intensity - Slow Progression & Consumer Power
Slow Progression
| Year | 2015 | 2016 | 2017 | 2018 | 2019 | 2020 | 2021 | 2022 | 2023 | 2024 | 2025 | 2026 | 2027 | 2028 | 2029 | 2030 | 2031 | 2032 | 2033 | 2034 | 2035 | 2036 | 2037 | 2038 | 2039 | 2040 | 2041 | 2042 | 2043 | 2044 | 2045 | 2046 | 2047 | 2048 | 2049 | 2050
| Biomass |  | 17.847 | 19.7077 | 19.8788 | 22.1648 | 21.8941 | 22.0971 | 22.1451 | 22.1903 | 21.9551 | 21.6545 | 20.6967 | 20.7481 | 20.4807 | 22.0054 | 21.7696 | 21.3944 | 21.0848 | 20.9687 | 20.8623 | 18.0389 | 19.0091 | 18.725 | 19.9995 | 19.6436 | 20.0231 | 19.9968 | 19.7159 | 18.9413 | 18.3198 | 17.3056 | 15.7318 | 13.3949 | 12.0643 | 11.6587 | 11.2356
| CCS |  | 0 | 0 | 0 | 0 | 0 | 0 | 0 | 0 | 0 | 0 | 0 | 0 | 0 | 0 | 0 | 0 | 0 | 0 | 0 | 0 | 0 | 0 | 0 | 0 | 0 | 0 | 0 | 0 | 0 | 0 | 0 | 0 | 0 | 0 | 0
| CHP |  | 19.8939 | 18.2903 | 17.716 | 16.6209 | 16.1127 | 16.7977 | 16.4162 | 16.3741 | 16.2286 | 15.8146 | 15.4471 | 14.8958 | 14.9778 | 15.5002 | 8.0831 | 7.6884 | 7.6697 | 7.3812 | 7.1827 | 5.888 | 5.786 | 5.5394 | 5.972 | 5.8037 | 5.8406 | 5.5673 | 5.3862 | 4.9714 | 4.7768 | 4.2819 | 4.2885 | 3.8395 | 3.4346 | 3.0419 | 2.5794
| Gas |  | 122.1 | 123.0184 | 98.0518 | 88.337 | 85.2445 | 84.611 | 73.836 | 65.4964 | 68.018 | 66.1844 | 67.1402 | 58.1591 | 57.4544 | 63.5494 | 61.0977 | 50.4738 | 43.2388 | 30.9025 | 28.7912 | 19.3418 | 17.9916 | 16.5513 | 18.7561 | 17.191 | 16.642 | 16.3339 | 14.5717 | 12.2309 | 10.7475 | 8.8914 | 8.2249 | 6.6452 | 5.4748 | 4.5164 | 3.325
| Coal |  | 24 | 14.8396 | 30.2288 | 28.8672 | 18.8031 | 7.6193 | 7.4901 | 3.5926 | 0 | 0 | 0 | 0 | 0 | 0 | 0 | 0 | 0 | 0 | 0 | 0 | 0 | 0 | 0 | 0 | 0 | 0 | 0 | 0 | 0 | 0 | 0 | 0 | 0 | 0 | 0
| Hydro |  | 4.7 | 6.5071 | 6.507 | 6.5088 | 6.5088 | 6.6588 | 6.6588 | 6.6588 | 6.6611 | 6.6628 | 6.6628 | 6.6628 | 6.6628 | 6.659 | 6.6587 | 6.662 | 6.6628 | 6.6628 | 6.6628 | 6.6628 | 6.6628 | 6.6628 | 6.6628 | 6.6628 | 6.6628 | 6.6628 | 6.6628 | 6.6628 | 6.6628 | 6.6628 | 6.6628 | 6.6627 | 6.6618 | 6.6626 | 6.6628
| Interconnectors |  | 14.9743 | 20.7268 | 18.96 | 19.4113 | 25.4527 | 32.3093 | 45.3746 | 54.5954 | 61.8893 | 56.1214 | 57.0895 | 61.2176 | 64.0913 | 59.1214 | 53.3798 | 51.277 | 53.651 | 51.6101 | 46.9215 | 45.7299 | 41.3253 | 43.9681 | 39.8813 | 43.4904 | 44.7483 | 44.7483 | 44.7483 | 44.7483 | 44.7483 | 44.7483 | 44.7483 | 44.7483 | 44.7483 | 44.7483 | 44.7483
| Marine |  | 0 | 0.21898 | 0.21898 | 0.25577 | 0.25997 | 0.29501 | 0.33005 | 0.36508 | 0.40012 | 1.7 | 1.735 | 2.3166 | 2.6425 | 3.564 | 3.8092 | 3.8442 | 3.9494 | 3.9844 | 5.8063 | 7.5582 | 9.345 | 9.345 | 9.345 | 9.345 | 9.345 | 11.0969 | 11.0969 | 12.8242 | 12.8242 | 14.5756 | 14.5753 | 16.3258 | 17.7259 | 19.1257 | 20.5259
| Nuclear |  | 67.1 | 61.3881 | 61.3548 | 61.3189 | 61.2841 | 61.1794 | 54.7111 | 48.4679 | 32.1976 | 32.1134 | 31.809 | 31.9854 | 26.2887 | 18.4549 | 28.8291 | 41.1342 | 40.9021 | 53.0116 | 52.7368 | 63.6295 | 63.5078 | 63.0907 | 63.2723 | 62.6004 | 62.692 | 62.4873 | 65.5384 | 68.4167 | 71.3684 | 73.7048 | 76.1624 | 79.4188 | 81.4306 | 82.3177 | 83.9024
| Offshore Wind |  | 16.6 | 17.6385 | 24.1265 | 29.6978 | 33.2163 | 34.9209 | 36.2821 | 42.858 | 48.9825 | 53.0568 | 59.4126 | 62.4834 | 64.7987 | 66.9131 | 70.7941 | 72.8563 | 78.8343 | 80.8674 | 85.0311 | 87.0372 | 89.0922 | 89.0453 | 89.0701 | 89.0515 | 89.0597 | 89.0088 | 88.9984 | 88.9261 | 88.9049 | 88.8186 | 88.7992 | 88.6649 | 88.5556 | 88.4404 | 88.2921
| Onshore Wind |  | 21.5 | 25.2689 | 27.4253 | 27.9561 | 28.4598 | 28.8383 | 29.6691 | 31.6501 | 34.9952 | 37.0379 | 38.2695 | 39.0328 | 39.8435 | 40.2398 | 40.4321 | 40.5752 | 40.7179 | 40.8548 | 40.9925 | 41.0703 | 41.1567 | 41.2962 | 41.4504 | 41.5349 | 41.6793 | 41.7705 | 41.887 | 41.9471 | 42.0604 | 42.0974 | 42.2025 | 42.1845 | 42.2347 | 42.2843 | 42.2887
| Solar |  | 8.525 | 9.2407 | 9.651 | 10.048 | 10.4302 | 10.8372 | 11.3396 | 11.8801 | 12.5655 | 13.4726 | 14.41 | 15.4341 | 16.3935 | 17.1366 | 17.8137 | 18.4242 | 18.9677 | 19.4814 | 20.0781 | 20.4718 | 20.835 | 21.1349 | 21.4059 | 21.639 | 21.872 | 22.0863 | 22.3005 | 22.5147 | 22.729 | 22.9404 | 23.1533 | 23.3616 | 23.5706 | 23.7783 | 23.9893
| Other Thermal |  | 0.2 | 0.010577 | 0.011435 | 0.092299 | 0.38866 | 0.68093 | 0.71807 | 1.061 | 1.452 | 1.5042 | 1.6454 | 1.8484 | 2.2531 | 2.8264 | 2.8868 | 2.32 | 2.1489 | 2.4975 | 2.3711 | 2.0267 | 1.7444 | 1.6167 | 1.558 | 1.7863 | 1.6971 | 1.6278 | 1.5932 | 1.5543 | 1.5626 | 1.5186 | 1.5906 | 1.4508 | 1.3215 | 1.2063 | 0.98816
| Other Renewable |  | 14.3591 | 15.5043 | 17.3154 | 18.3071 | 19.5276 | 20.2411 | 21.3 | 21.936 | 22.6443 | 23.3874 | 24.3531 | 25.2637 | 26.3005 | 27.3592 | 28.591 | 29.6373 | 30.6053 | 31.507 | 32.5954 | 33.3672 | 34.0148 | 34.4109 | 34.6683 | 34.8143 | 34.806 | 34.8893 | 34.9969 | 35.1209 | 35.2796 | 35.4705 | 35.6838 | 35.9237 | 36.1705 | 36.4438 | 36.7129
| Carbon Intensity (gCO2/KWh) |  | 242.5972 | 211.3371 | 224.7124 | 209.4811 | 180.5546 | 151.9924 | 144.6245 | 126.139 | 121.6817 | 115.4428 | 112.5379 | 101.922 | 102.5864 | 110.0465 | 94.4661 | 78.2233 | 69.0911 | 53.7489 | 49.7918 | 35.9971 | 33.0548 | 30.8991 | 33.2397 | 31.965 | 31.1309 | 29.9832 | 27.5909 | 24.2795 | 22.3365 | 19.5294 | 18.9065 | 16.17 | 13.973 | 12.0841 | 9.5634
| Interconnectors (net negative) |  | 0 | 0 | 0 | 0 | 0 | 0 | 0 | 0 | 0 | 0 | 0 | 0 | 0 | 0 | 0 | 0 | 0 | 0 | 0 | 0 | 0 | 0 | 0 | 0 | 0 | 0 | 0 | 0 | 0 | 0 | 0 | 0 | 0 | 0 | 0
Consumer Power
| Year | 2015 | 2016 | 2017 | 2018 | 2019 | 2020 | 2021 | 2022 | 2023 | 2024 | 2025 | 2026 | 2027 | 2028 | 2029 | 2030 | 2031 | 2032 | 2033 | 2034 | 2035 | 2036 | 2037 | 2038 | 2039 | 2040 | 2041 | 2042 | 2043 | 2044 | 2045 | 2046 | 2047 | 2048 | 2049 | 2050
| Biomass |  | 17.847 | 19.8618 | 19.9817 | 19.8832 | 19.7842 | 19.5509 | 19.7462 | 21.91 | 22.2486 | 21.9108 | 21.8562 | 21.6394 | 21.3103 | 21.1649 | 21.5666 | 21.335 | 20.686 | 19.9799 | 19.6334 | 6.4138 | 6.1563 | 6.1219 | 6.0767 | 6.0259 | 5.8466 | 5.9142 | 5.9658 | 5.8534 | 5.8908 | 5.9659 | 5.4146 | 5.3332 | 5.2834 | 5.2996 | 5.3307
| CCS |  | 0 | 0 | 0 | 0 | 0 | 0 | 0 | 0 | 0 | 0 | 0 | 0 | 0 | 0 | 0 | 0 | 0 | 0 | 0 | 0 | 0 | 0 | 0 | 0 | 0 | 0 | 0 | 0 | 0 | 0 | 0 | 0 | 0 | 0 | 0
| CHP |  | 19.8939 | 18.5305 | 18.5154 | 17.9817 | 18.2229 | 18.785 | 18.4514 | 19.3943 | 19.5091 | 20.1517 | 20.1201 | 20.2283 | 20.92 | 21.4187 | 21.9939 | 13.0941 | 13.1242 | 12.83 | 12.2675 | 12.9445 | 11.3059 | 11.3176 | 10.6221 | 10.0655 | 8.6681 | 8.6617 | 8.9638 | 8.6314 | 8.8798 | 9.2873 | 9.6327 | 9.2656 | 9.036 | 8.9785 | 8.6129
| Gas |  | 122.1 | 130.0495 | 117.8337 | 104.5121 | 98.3402 | 88.3866 | 77.4329 | 77.5129 | 97.403 | 114.7498 | 110.018 | 109.5828 | 107.8392 | 102.8195 | 105.3656 | 94.8935 | 76.8112 | 59.8584 | 51.3781 | 51.8192 | 42.0006 | 38.7776 | 31.5163 | 27.7156 | 23.73 | 24.2956 | 24.5099 | 22.5828 | 22.7704 | 23.7279 | 24.4151 | 22.4341 | 20.839 | 19.8684 | 18.0959
| Coal |  | 24 | 2.8566 | 2.1611 | 1.3593 | 1.2549 | 1.0899 | 1.2726 | 0.89252 | 0 | 0 | 0 | 0 | 0 | 0 | 0 | 0 | 0 | 0 | 0 | 0 | 0 | 0 | 0 | 0 | 0 | 0 | 0 | 0 | 0 | 0 | 0 | 0 | 0 | 0 | 0
| Hydro |  | 4.7 | 6.5071 | 6.507 | 6.5075 | 6.8476 | 6.8476 | 6.8476 | 6.8515 | 6.8515 | 6.8515 | 6.8515 | 6.8515 | 6.8515 | 6.8515 | 6.8481 | 6.8493 | 6.8515 | 6.8515 | 6.8515 | 6.8515 | 6.8515 | 6.8515 | 6.8515 | 6.8515 | 6.8514 | 6.8514 | 6.8515 | 6.8514 | 6.8514 | 6.8514 | 6.8515 | 6.8514 | 6.8514 | 6.8514 | 6.8482
| Interconnectors |  | 14.9743 | 27.059 | 27.7566 | 36.4466 | 35.2037 | 40.1386 | 53.6637 | 50.8297 | 39.9718 | 14.7297 | 10.7008 | 6.622 | 11.6566 | 7.5624 | -2.2034 | 4.3638 | 12.0938 | 21.186 | 27.2469 | 29.7289 | 35.6822 | 42.4687 | 45.1116 | 52.9626 | 52.9002 | 52.9002 | 52.9002 | 52.9002 | 52.9002 | 52.9002 | 52.9002 | 52.9002 | 52.9002 | 52.9002 | 52.9002
| Marine |  | 0 | 0.21898 | 0.21898 | 0.25577 | 0.25997 | 0.29501 | 0.33005 | 0.36508 | 0.40012 | 1.7 | 1.735 | 2.3166 | 2.6425 | 3.564 | 3.8092 | 3.8442 | 3.9494 | 3.9844 | 4.0545 | 4.0542 | 4.0893 | 4.0891 | 5.8406 | 7.5922 | 9.3434 | 9.3436 | 11.0951 | 11.0948 | 12.8214 | 12.8217 | 14.5727 | 14.572 | 16.3224 | 17.7227 | 21.2231
| Nuclear |  | 67.1 | 61.3833 | 61.3322 | 61.2869 | 61.2469 | 61.1006 | 54.7076 | 48.4216 | 32.2511 | 32.0737 | 32.0914 | 32.1523 | 24.7073 | 28.4712 | 30.7587 | 43.058 | 52.5457 | 63.8176 | 63.2337 | 74.9654 | 81.3004 | 80.6296 | 87.4703 | 85.5736 | 92.388 | 94.3601 | 94.5934 | 99.5179 | 99.7009 | 100.6047 | 100.7806 | 106.1897 | 110.1608 | 114.7401 | 119.2796
| Offshore Wind |  | 16.6 | 17.6385 | 25.0397 | 27.4343 | 30.9565 | 34.8508 | 34.9639 | 38.4968 | 42.3916 | 46.3713 | 54.8637 | 56.6484 | 60.026 | 63.0878 | 65.1591 | 67.3527 | 71.092 | 71.0854 | 76.9067 | 76.9009 | 78.9776 | 78.961 | 78.9311 | 78.8538 | 78.8236 | 78.833 | 78.8259 | 78.8236 | 78.8098 | 78.8157 | 78.8088 | 78.8112 | 78.8037 | 78.7895 | 78.7378
| Onshore Wind |  | 21.5 | 25.2316 | 27.3788 | 27.9455 | 28.3133 | 28.5912 | 29.2397 | 30.7161 | 33.1446 | 34.3332 | 35.5632 | 35.9703 | 36.2127 | 36.5693 | 36.9005 | 37.1347 | 37.3136 | 37.5782 | 37.7407 | 37.9613 | 38.1339 | 38.3102 | 38.4709 | 38.6368 | 38.866 | 39.0723 | 39.2511 | 39.438 | 39.6122 | 39.786 | 39.9524 | 40.1349 | 40.2929 | 40.4502 | 40.5815
| Solar |  | 8.525 | 9.4312 | 10.0713 | 10.7277 | 11.5122 | 12.3973 | 13.4998 | 14.72 | 16.2139 | 17.7371 | 19.2753 | 20.7502 | 22.0843 | 23.1711 | 24.1531 | 25.1065 | 25.9908 | 26.8096 | 27.5975 | 28.2801 | 28.9393 | 29.4927 | 29.9433 | 30.3752 | 30.6972 | 30.9564 | 31.2111 | 31.4615 | 31.7139 | 31.9718 | 32.2243 | 32.4725 | 32.72 | 32.9704 | 33.2147
| Other Thermal |  | 0.2 | 0.0059962 | 0.012678 | 0.056752 | 0.27148 | 0.34452 | 0.43455 | 0.6943 | 0.33145 | 0.096771 | 0.25258 | 0.24536 | 0.28551 | 0.28043 | 0.36287 | 0.30992 | 0.33378 | 0.38306 | 0.39439 | 0.47013 | 0.21109 | 0.30271 | 0.38511 | 0.35565 | 0.2792 | 0.31744 | 0.33282 | 0.25197 | 0.28143 | 0.32075 | 0.39719 | 0.32566 | 0.28783 | 0.27494 | 0.24434
| Other Renewable |  | 14.3591 | 15.7094 | 17.4663 | 18.9727 | 19.815 | 20.5231 | 21.6421 | 22.3377 | 23.1098 | 23.9404 | 24.9785 | 25.9592 | 27.0726 | 28.2114 | 29.5284 | 30.6561 | 31.7067 | 32.6917 | 33.8521 | 34.6708 | 35.3631 | 35.7493 | 35.9852 | 36.0915 | 36.0695 | 36.0209 | 36.047 | 36.089 | 36.1497 | 36.2248 | 36.3118 | 36.4096 | 36.5209 | 36.6292 | 36.7437
| Carbon Intensity (gCO2/KWh) |  | 242.5972 | 189.6599 | 173.3125 | 159.1552 | 151.9414 | 141.6294 | 134.4636 | 132.8661 | 147.0354 | 153.9298 | 144.9434 | 142.1292 | 142.1426 | 134.7751 | 135.4976 | 114.1169 | 96.2723 | 79.4664 | 70.3546 | 71.4116 | 58.9963 | 56.343 | 47.9262 | 43.7497 | 37.3361 | 36.2489 | 36.4976 | 33.6328 | 33.8411 | 35.054 | 35.9787 | 33.0696 | 30.7869 | 29.3056 | 26.7055
| Interconnectors (net negative) |  | 0 | 0 | 0 | 0 | 0 | 0 | 0 | 0 | 0 | 0 | 0 | 0 | 0 | 0 | 2.2034 | 0 | 0 | 0 | 0 | 0 | 0 | 0 | 0 | 0 | 0 | 0 | 0 | 0 | 0 | 0 | 0 | 0 | 0 | 0 | 0
| Consumer Power | 2026: Slow Progression
Note on B22: For correct display of chart.
Note on B43: For correct display of chart.

## ES2
Installed Capacity by type (GW)
| Units for Y Axis= | Installed capacity (GW)
|  | Two Degrees |  |  |  |  | Slow Progression |  |  |  |  | Steady State |  |  |  |  | Consumer Power
| Year | 2015 | 2020 | 2030 | 2040 | 2050 | 2015 | 2020 | 2030 | 2040 | 2050 | 2015 | 2020 | 2030 | 2040 | 2050 | 2015 | 2020 | 2030 | 2040 | 2050
| Low carbon | 8985 | 8974 | 9385 | 24023 | 34500 | 8985 | 8974 | 4016 | 9026 | 16200 | 8985 | 8974 | 1216 | 4556 | 5500 | 8985 | 8974 | 4286 | 14083 | 18600
| Renewables | 29673.4925 | 46612.9788 | 83889.4329 | 103142.3486 | 110477.9055 | 29673.4925 | 45158.2838 | 72963.7984 | 86627.6901 | 93655.1865 | 29673.4925 | 41519.1627 | 51476.4575 | 47231.071 | 43798.8693 | 29673.4925 | 45579.5107 | 78676.4563 | 92915.3914 | 102783.9844
| Fossil fuel | 51604.9009 | 37729.5258 | 26577.0961 | 16325.0889 | 10763.8544 | 51604.9009 | 38933.8428 | 33522.8563 | 27485.2232 | 23688.7531 | 51604.9009 | 44680.7107 | 47720.8431 | 42250.8955 | 43080.9637 | 51604.9009 | 39366.2227 | 41199.7918 | 35198.2507 | 36762.9035
| Interconnectors | 3950 | 5005 | 18505 | 19705 | 19705 | 3950 | 5005 | 15005 | 15005 | 15005 | 3950 | 4005 | 9805 | 9805 | 9805 | 3950 | 5005 | 16505 | 16505 | 16505
| Storage | 2744 | 5807.4871 | 8595.5533 | 9500.5259 | 9669.9414 | 2744 | 5698.525 | 6815.6402 | 7451.6168 | 8380.2182 | 2744 | 5698.525 | 5817.717 | 5205.796 | 5170.371 | 2744 | 5801.5094 | 8886.1954 | 9966.1597 | 10698.5547

## ES3
Total generation capacity (MW)
Two Degrees
| Year | 2016/17 | 2017/18 | 2018/19 | 2019/20 | 2020/21 | 2021/22 | 2022/23 | 2023/24 | 2024/25 | 2025/26 | 2026/27 | 2027/28 | 2028/29 | 2029/30 | 2030/31 | 2031/32 | 2032/33 | 2033/34 | 2034/35 | 2035/36 | 2036/37 | 2037/38 | 2038/39 | 2039/40 | 2040/41 | 2041/42 | 2042/43 | 2043/44 | 2044/45 | 2045/46 | 2046/47 | 2047/48 | 2048/49 | 2049/50 | 2050/51
| Storage | 3589 | 3712 | 4135 | 5318 | 5808 | 5870 | 5996 | 6123 | 6296 | 6618 | 6829 | 7703 | 7891 | 8443 | 8596 | 8713 | 8802 | 8840 | 8937 | 8937 | 8961 | 9047 | 9261 | 9418 | 9501 | 9634 | 9724 | 9783 | 9862 | 9901 | 9973 | 9901 | 9826 | 9731 | 9670
| Biomass | 2841.9977 | 3096.8456 | 3538.1391 | 3609.4099 | 4255.2866 | 4550.9941 | 4655.241 | 4880.0476 | 4983.7771 | 5297.4493 | 5312.0819 | 5281.691 | 5295.1604 | 5253.5654 | 5266.9185 | 5280.2311 | 5293.5138 | 5305.4784 | 5317.3695 | 5329.1958 | 5339.5781 | 5349.8563 | 5360.0377 | 5368.6649 | 5377.1625 | 5174.0159 | 4777.6626 | 4781.1119 | 4782.8382 | 4784.3724 | 4484.3724 | 4484.3724 | 4184.3724 | 4184.3724 | 3884.3724
| CCS | 0 | 0 | 0 | 0 | 0 | 0 | 0 | 0 | 0 | 0 | 0 | 0 | 0 | 0 | 900 | 1800 | 2700 | 3600 | 4550 | 5900 | 7370 | 8270 | 8270 | 8270 | 8270 | 8270 | 9000 | 10000 | 11000 | 11900 | 12000 | 12500 | 13200 | 13800 | 14500
| CHP (Non-renewable) | 4023.0149 | 4420.5681 | 4544.1767 | 4366.5394 | 4492.7764 | 4481.6727 | 4482.9199 | 4647.3984 | 4666.8614 | 4565.2444 | 4565.164 | 4557.1902 | 4579.4314 | 4607.1661 | 3408.8312 | 3274.2524 | 3280.5319 | 3304.9356 | 3337.2539 | 3453.6159 | 3497.1365 | 3493.0874 | 3466.5544 | 3461.672 | 3435.4027 | 3249.4186 | 3254.711 | 3253.9088 | 3242.232 | 3237.3509 | 3221.7628 | 3190.8799 | 3143.7151 | 3094.6175 | 3025.5843
| Gas | 29122 | 28992 | 26505 | 26505 | 26476 | 23927 | 21832 | 20282 | 21481 | 20987 | 20069 | 19645 | 17970 | 18770 | 18770 | 15984 | 15984 | 14232 | 13312 | 11557 | 8804 | 8365 | 8365 | 8365 | 8365 | 8000 | 8000 | 7800 | 7600 | 7400 | 6800 | 5800 | 4800 | 4000 | 3200
| Coal | 12808 | 12194 | 8784 | 3914 | 2278 | 1284 | 0 | 0 | 0 | 0 | 0 | 0 | 0 | 0 | 0 | 0 | 0 | 0 | 0 | 0 | 0 | 0 | 0 | 0 | 0 | 0 | 0 | 0 | 0 | 0 | 0 | 0 | 0 | 0 | 0
| Hydro | 1743.1394 | 1763.2996 | 1784.2043 | 1805.8866 | 1872.0585 | 1892.619 | 1911.2717 | 1930.0121 | 1957.8428 | 1976.7662 | 1995.7847 | 2014.9007 | 2034.1164 | 2053.4341 | 2072.2665 | 2090.6454 | 2108.6009 | 2126.1617 | 2142.8752 | 2156.286 | 2168.967 | 2180.9972 | 2192.1324 | 2202.5152 | 2212.267 | 2301.4911 | 2385.2754 | 2468.5548 | 2551.4422 | 2634.0277 | 2716.3837 | 2798.5683 | 2880.628 | 2962.6003 | 3044.5152
| Interconnectors | 3800 | 4005 | 4005 | 5005 | 5005 | 7405 | 9805 | 13205 | 13705 | 15605 | 18505 | 18505 | 18505 | 18505 | 18505 | 18505 | 18505 | 18505 | 18505 | 19705 | 19705 | 19705 | 19705 | 19705 | 19705 | 19705 | 19705 | 19705 | 19705 | 19705 | 19705 | 19705 | 19705 | 19705 | 19705
| Marine | 56 | 62.5 | 74.2 | 83.2 | 104.2 | 107.2 | 127.2 | 485.2 | 561.2 | 1272.7 | 1875.7 | 2055.7 | 2625.7 | 3135.7 | 3655.7 | 4155.7 | 4165.7 | 4165.7 | 4175.7 | 4175.7 | 4175.7 | 4175.7 | 4675.7 | 4675.7 | 5175.7 | 5868.7 | 6068.7 | 6268.7 | 6668.7 | 6868.7 | 7068.7 | 7368.7 | 7668.7 | 7968.7 | 8268.7
| Nuclear | 8974 | 8974 | 8974 | 8974 | 8974 | 8974 | 8974 | 7115 | 4752 | 4752 | 6422 | 6422 | 8402 | 8402 | 8485 | 10155 | 11284 | 12954 | 14083 | 15753 | 15753 | 15753 | 15753 | 15753 | 15753 | 16000 | 16000 | 17600 | 17600 | 17600 | 19200 | 19200 | 20000 | 20000 | 20000
| Offshore Wind | 5077.8 | 5731.8 | 7489.8 | 8262.7 | 9527.7 | 10827.7 | 11831.7 | 13572.7 | 16288.7 | 17038.7 | 18338.7 | 18838.7 | 20338.7 | 21338.7 | 22338.7 | 23338.7 | 23838.7 | 25338.7 | 25838.7 | 26338.7 | 27838.7 | 27838.7 | 27838.7 | 28838.7 | 29338.7 | 29788.7 | 29788.7 | 29788.7 | 29788.7 | 29788.7 | 29788.7 | 29788.7 | 29788.7 | 29788.7 | 29788.7
| Onshore Wind | 10379.6549 | 11412.7317 | 12443.7912 | 12691.2317 | 13051.5375 | 13854.8357 | 14932.8999 | 16344.3094 | 17424.3503 | 17709.1919 | 18087.7891 | 18250.2099 | 18414.5204 | 18579.1815 | 18744.2247 | 18909.6792 | 19073.9697 | 19237.1548 | 19399.2911 | 19560.4339 | 19720.6365 | 19879.9508 | 20038.4273 | 20170.1507 | 20301.1451 | 20457.4439 | 20587.0804 | 20716.0872 | 20844.4966 | 20972.3403 | 21099.6497 | 21226.4557 | 21352.7887 | 21478.679 | 21604.1561
| Solar | 11313.875 | 12463.7475 | 13108.3069 | 13701.1935 | 14258.4114 | 14873.4962 | 15740.3172 | 16899.9555 | 18309.6523 | 19887.3426 | 21531.4128 | 23140.5618 | 24662.7141 | 25942.9637 | 27175.535 | 28419.7555 | 29531.0354 | 30562.8526 | 31604.741 | 32427.3243 | 33209.2959 | 33857.2185 | 34366.9439 | 34851.2646 | 35235.5852 | 35519.9059 | 35804.2265 | 36088.5472 | 36372.8678 | 36657.1885 | 36941.5091 | 37225.8298 | 37510.1504 | 37794.4711 | 38078.7917
| Other Thermal | 2974.3657 | 3391.2004 | 3640.7576 | 4213.5705 | 4482.7494 | 4460.2841 | 4472.4299 | 4384.6226 | 4391.6856 | 4338.5111 | 4371.0628 | 4372.655 | 4406.2223 | 4435.7781 | 4398.2648 | 4415.9399 | 4431.8315 | 4446.6816 | 4461.5021 | 4473.6677 | 4484.3259 | 4493.8736 | 4503.9621 | 4514.63 | 4524.6861 | 4532.7427 | 4537.7996 | 4537.857 | 4537.9148 | 4537.973 | 4523.0316 | 4508.0906 | 4518.15 | 4528.2098 | 4538.2701
| Other Renewable (inc CHP) | 2794.4655 | 2908.6539 | 3180.4142 | 3330.4788 | 3543.7848 | 3643.6885 | 3721.2613 | 3787.0776 | 3862.6726 | 3950.1475 | 4090.8587 | 4198.89 | 4311.452 | 4420.5419 | 4636.0883 | 4785.3008 | 4922.7107 | 5051.6256 | 5236.5854 | 5330.4104 | 5398.7032 | 5436.965 | 5471.9928 | 5494.6123 | 5501.7889 | 5519.4248 | 5539.7063 | 5562.1985 | 5587.0836 | 5616.5395 | 5647.2247 | 5680.6314 | 5716.8754 | 5760.892 | 5808.6701
| Transmission % of Total | 73.44% | 71.65% | 69.48% | 66.51% | 65.61% | 65.45% | 65.02% | 65.17% | 65.08% | 64.76% | 65.2% | 64.45% | 64.12% | 64.04% | 63.62% | 63.25% | 63.23% | 63.2% | 62.99% | 63.19% | 62.9% | 62.68% | 62.54% | 62.5% | 62.54% | 62.58% | 62.58% | 63.03% | 63.18% | 63.27% | 63.37% | 63.21% | 63.21% | 63.13% | 63.01%
| Distributed+Microgen % of Total | 26.56% | 28.35% | 30.52% | 33.49% | 34.39% | 34.55% | 34.98% | 34.83% | 34.92% | 35.24% | 34.8% | 35.55% | 35.88% | 35.96% | 36.38% | 36.75% | 36.77% | 36.8% | 37.01% | 36.81% | 37.1% | 37.32% | 37.46% | 37.5% | 37.46% | 37.42% | 37.42% | 36.97% | 36.82% | 36.73% | 36.63% | 36.79% | 36.79% | 36.87% | 36.99%
Slow Progression
| Year | 2016/17 | 2017/18 | 2018/19 | 2019/20 | 2020/21 | 2021/22 | 2022/23 | 2023/24 | 2024/25 | 2025/26 | 2026/27 | 2027/28 | 2028/29 | 2029/30 | 2030/31 | 2031/32 | 2032/33 | 2033/34 | 2034/35 | 2035/36 | 2036/37 | 2037/38 | 2038/39 | 2039/40 | 2040/41 | 2041/42 | 2042/43 | 2043/44 | 2044/45 | 2045/46 | 2046/47 | 2047/48 | 2048/49 | 2049/50 | 2050/51
| Storage | 3589 | 3705 | 4106 | 5266 | 5699 | 5699 | 5701 | 5726 | 5738 | 5910 | 5960 | 5980 | 6042 | 6721 | 6816 | 6974 | 7437 | 7455 | 7469 | 7468 | 7247 | 7291 | 7332 | 7417 | 7452 | 7552 | 7682 | 7753 | 7838 | 7906 | 8098 | 8177 | 8250 | 8305 | 8380
| Biomass | 2841.9977 | 3100.5122 | 3156.9297 | 3560.4664 | 3575.4893 | 3874.5358 | 3984.5229 | 4003.6998 | 4025.4054 | 4049.2598 | 4073.1632 | 3995.5207 | 3981.4198 | 4003.0877 | 3930.6097 | 3949.1538 | 3968.0482 | 3945.7525 | 3967.4231 | 3959.2458 | 3987.2899 | 4011.7469 | 4040.0048 | 4070.1966 | 4104.2945 | 4142.2839 | 4185.3557 | 4227.4735 | 4275.8177 | 4332.1501 | 4112.8779 | 3981.1538 | 3800.9726 | 3728.5059 | 3607.5507
| CCS | 0 | 0 | 0 | 0 | 0 | 0 | 0 | 0 | 0 | 0 | 0 | 0 | 0 | 0 | 0 | 0 | 0 | 0 | 0 | 0 | 0 | 0 | 0 | 0 | 0 | 0 | 0 | 0 | 0 | 0 | 0 | 0 | 0 | 0 | 0
| CHP (Non-renewable) | 4023.0149 | 4347.5698 | 4450.7216 | 4429.9328 | 4360.6991 | 4427.618 | 4526.7981 | 4696.1984 | 4723.2985 | 4614.7133 | 4673.4535 | 4771.8496 | 4802.5738 | 4852.3156 | 3706.177 | 3808.6635 | 3868.8038 | 3793.6338 | 3855.8171 | 4016.3631 | 4113.2886 | 4176.9815 | 4229.2197 | 4294.6712 | 4337.1178 | 4379.4024 | 4417.7227 | 4452.4015 | 4487.3816 | 4518.843 | 4549.1398 | 4576.4474 | 4596.915 | 4609.3221 | 4618.0264
| Gas | 29122 | 28992 | 27506 | 26505 | 26068 | 24731 | 23181 | 22849 | 23034 | 22853 | 22287 | 20441 | 19701 | 19487 | 18501 | 17581 | 15826 | 12973 | 12973 | 11515 | 11515 | 11515 | 11488 | 10193 | 10193 | 10323 | 10000 | 9500 | 9000 | 8500 | 8000 | 7500 | 7000 | 6500 | 6000
| Coal | 12808 | 12747 | 10377 | 6922 | 3272 | 1284 | 1284 | 0 | 0 | 0 | 0 | 0 | 0 | 0 | 0 | 0 | 0 | 0 | 0 | 0 | 0 | 0 | 0 | 0 | 0 | 0 | 0 | 0 | 0 | 0 | 0 | 0 | 0 | 0 | 0
| Hydro | 1743.1394 | 1758.3526 | 1773.4421 | 1788.4071 | 1799.3946 | 1856.1638 | 1866.7111 | 1877.0321 | 1887.1222 | 1905.989 | 1915.6402 | 1925.0828 | 1934.3239 | 1943.3702 | 1952.228 | 1960.9036 | 1969.403 | 1977.732 | 1985.8857 | 1993.859 | 2001.6459 | 2009.2396 | 2016.6325 | 2023.8158 | 2030.7795 | 2037.5117 | 2081.9982 | 2138.222 | 2194.1617 | 2249.7894 | 2305.0673 | 2359.939 | 2414.307 | 2467.897 | 2521.0655
| Interconnectors | 3800 | 4005 | 4005 | 4005 | 5005 | 6005 | 7405 | 9805 | 11205 | 11205 | 13605 | 15005 | 15005 | 15005 | 15005 | 15005 | 15005 | 15005 | 15005 | 15005 | 15005 | 15005 | 15005 | 15005 | 15005 | 15005 | 15005 | 15005 | 15005 | 15005 | 15005 | 15005 | 15005 | 15005 | 15005
| Marine | 56 | 62.5 | 62.5 | 73 | 74.2 | 84.2 | 94.2 | 104.2 | 114.2 | 485.2 | 495.2 | 661.2 | 754.2 | 1017.2 | 1087.2 | 1097.2 | 1127.2 | 1137.2 | 1657.2 | 2157.2 | 2667.2 | 2667.2 | 2667.2 | 2667.2 | 2667.2 | 3167.2 | 3167.2 | 3660.2 | 3660.2 | 4160.2 | 4160.2 | 4660.2 | 5060.2 | 5460.2 | 5860.2
| Nuclear | 8974 | 8974 | 8974 | 8974 | 8974 | 8974 | 8027 | 7115 | 4752 | 4752 | 4752 | 4752 | 3832 | 2616 | 4016 | 5686 | 5686 | 7356 | 7356 | 9026 | 9026 | 9026 | 9026 | 9026 | 9026 | 9026 | 9500 | 10000 | 10500 | 11000 | 11500 | 12500 | 13600 | 14600 | 16200
| Offshore Wind | 5077.8 | 5077.8 | 6889.8 | 8492.8 | 9427.8 | 9827.8 | 10127.8 | 11931.7 | 13627.7 | 14872.7 | 16588.7 | 17338.7 | 17838.7 | 18338.7 | 19338.7 | 19838.7 | 21338.7 | 21838.7 | 22838.7 | 23338.7 | 23838.7 | 23838.7 | 23838.7 | 23838.7 | 23838.7 | 23838.7 | 23838.7 | 23838.7 | 23838.7 | 23838.7 | 23838.7 | 23838.7 | 23838.7 | 23838.7 | 23838.7
| Onshore Wind | 10379.6549 | 11385.7317 | 12258.5499 | 12540.3215 | 12792.5899 | 12971.8162 | 13358.478 | 14206.56 | 15586.8726 | 16458.5807 | 17109.8497 | 17320.8467 | 17605.7408 | 17694.7044 | 17782.99 | 17870.6316 | 17957.6605 | 18044.106 | 18127.0721 | 18206.7303 | 18283.243 | 18356.7644 | 18427.4405 | 18495.4099 | 18560.8038 | 18623.747 | 18684.3576 | 18742.748 | 18799.0245 | 18853.2883 | 18905.6355 | 18956.1571 | 19004.9397 | 19052.0655 | 19097.6127
| Solar | 11313.875 | 12263.7475 | 12808.3069 | 13335.1935 | 13842.4114 | 14382.4962 | 15049.3172 | 15763.9555 | 16673.6523 | 17871.3426 | 19115.4128 | 20474.5618 | 21747.7141 | 22733.9637 | 23632.535 | 24442.7555 | 25164.0354 | 25845.8526 | 26637.741 | 27160.3243 | 27642.2959 | 28040.2185 | 28399.9439 | 28709.2646 | 29018.5852 | 29302.9059 | 29587.2265 | 29871.5472 | 30155.8678 | 30440.1885 | 30724.5091 | 31008.8298 | 31293.1504 | 31577.4711 | 31861.7917
| Other Thermal | 2974.3657 | 3436.2528 | 4071.874 | 4858.4426 | 5233.1437 | 5681.7269 | 6112.0321 | 6647.3563 | 7260.9136 | 7924.8913 | 8585.8319 | 9244.8122 | 9967.2914 | 10770.7853 | 11315.6792 | 11747.0986 | 12126.6002 | 12444.7201 | 12693.3276 | 12799.9798 | 12866.5183 | 12892.1304 | 12917.8322 | 12943.6242 | 12955.1053 | 12966.6011 | 12978.1115 | 12989.6366 | 13001.1764 | 13012.731 | 13024.3003 | 13035.8846 | 13047.4837 | 13059.0977 | 13070.7267
| Other Renewable (inc CHP) | 2794.4655 | 2897.3417 | 3239.4755 | 3420.3828 | 3646.3986 | 3766.2812 | 3889.7752 | 4004.4316 | 4133.7499 | 4270.6487 | 4450.2428 | 4619.3599 | 4809.6544 | 5008.1442 | 5239.5356 | 5435.7236 | 5617.2878 | 5782.605 | 5987.7522 | 6130.2419 | 6252.6128 | 6325.8199 | 6373.1791 | 6399.66 | 6407.3271 | 6424.9894 | 6448.4811 | 6477.9051 | 6515.4322 | 6560.9072 | 6613.0385 | 6671.8012 | 6733.0927 | 6801.0132 | 6868.2659
| Transmission % of Total | 73.44% | 71.79% | 69.9% | 67.36% | 65.51% | 64.16% | 62.97% | 62.69% | 62.42% | 62.14% | 62.39% | 61.42% | 60.17% | 59.27% | 58.58% | 58.32% | 57.85% | 57.19% | 57.19% | 57.29% | 57.46% | 57.31% | 57.19% | 56.68% | 56.62% | 54.34% | 54.17% | 54.13% | 53.94% | 53.9% | 53.58% | 53.62% | 53.66% | 53.7% | 53.89%
| Distributed+Microgen % of Total | 26.56% | 28.21% | 30.1% | 32.64% | 34.49% | 35.84% | 37.03% | 37.31% | 37.58% | 37.86% | 37.61% | 38.58% | 39.83% | 40.73% | 41.42% | 41.68% | 42.15% | 42.81% | 42.81% | 42.71% | 42.54% | 42.69% | 42.81% | 43.32% | 43.38% | 45.66% | 45.83% | 45.87% | 46.06% | 46.1% | 46.42% | 46.38% | 46.34% | 46.3% | 46.11%
Steady State
| Year | 2016/17 | 2017/18 | 2018/19 | 2019/20 | 2020/21 | 2021/22 | 2022/23 | 2023/24 | 2024/25 | 2025/26 | 2026/27 | 2027/28 | 2028/29 | 2029/30 | 2030/31 | 2031/32 | 2032/33 | 2033/34 | 2034/35 | 2035/36 | 2036/37 | 2037/38 | 2038/39 | 2039/40 | 2040/41 | 2041/42 | 2042/43 | 2043/44 | 2044/45 | 2045/46 | 2046/47 | 2047/48 | 2048/49 | 2049/50 | 2050/51
| Storage | 3589 | 3705 | 4106 | 5266 | 5699 | 5698 | 5698 | 5698 | 5698 | 5748 | 5748 | 5723 | 5823 | 5818 | 5818 | 5817 | 5807 | 5707 | 5608 | 5181 | 5180 | 5184 | 5190 | 5197 | 5206 | 5206 | 5205 | 5204 | 5202 | 5199 | 5196 | 5192 | 5186 | 5179 | 5170
| Biomass | 2841.9977 | 3094.8632 | 3103.7725 | 3112.2673 | 3120.3844 | 3088.156 | 3188.6103 | 3156.7441 | 3166.0142 | 3166.0142 | 3166.0142 | 2972.235 | 1032.2582 | 1034.39 | 1034.6551 | 1035.2657 | 1035.9686 | 995.3228 | 996.694 | 967.3855 | 970.5121 | 972.6521 | 974.768 | 976.7333 | 978.5354 | 980.253 | 982.0165 | 983.9648 | 986.2115 | 988.7427 | 991.8885 | 995.6797 | 1000.2306 | 1005.7283 | 1012.03
| CCS | 0 | 0 | 0 | 0 | 0 | 0 | 0 | 0 | 0 | 0 | 0 | 0 | 0 | 0 | 0 | 0 | 0 | 0 | 0 | 0 | 0 | 0 | 0 | 0 | 0 | 0 | 0 | 0 | 0 | 0 | 0 | 0 | 0 | 0 | 0
| CHP (Non-renewable) | 4023.0149 | 4229.0351 | 4255.9394 | 4243.6982 | 4243.9099 | 4241.177 | 4257.1223 | 4476.0915 | 4509.9851 | 4540.2139 | 4585.247 | 4627.8016 | 4720.1491 | 4325.0899 | 3176.0787 | 3233.6985 | 3278.6334 | 3325.5202 | 3405.5977 | 3528.1928 | 3625.8209 | 3682.1797 | 3743.2968 | 3770.1252 | 3888.6173 | 3952.825 | 4018.8394 | 4087.6238 | 4154.2659 | 4220.8512 | 4286.9676 | 4355.0904 | 4422.4076 | 4485.7065 | 4545.3405
| Gas | 29122 | 28992 | 27206 | 27206 | 28169 | 28796 | 29453 | 30341 | 31453 | 32935 | 33686 | 36047 | 36327 | 37332 | 38231 | 37823 | 37119 | 34189 | 34170 | 33121 | 33121 | 32986 | 32106 | 31686 | 31686 | 31800 | 31800 | 31800 | 31800 | 31800 | 31800 | 31800 | 31800 | 31800 | 31800
| Coal | 12808 | 13013 | 10913 | 8922 | 7422 | 5474 | 3272 | 3272 | 1284 | 0 | 0 | 0 | 0 | 0 | 0 | 0 | 0 | 0 | 0 | 0 | 0 | 0 | 0 | 0 | 0 | 0 | 0 | 0 | 0 | 0 | 0 | 0 | 0 | 0 | 0
| Hydro | 1743.1394 | 1750.8476 | 1758.4787 | 1766.0335 | 1773.5128 | 1780.9172 | 1788.2476 | 1795.2115 | 1847.479 | 1853.4331 | 1859.0896 | 1864.4632 | 1869.5681 | 1874.4177 | 1879.0249 | 1883.4018 | 1887.5597 | 1891.5098 | 1895.2624 | 1898.8274 | 1902.2141 | 1905.4314 | 1908.4879 | 1911.3916 | 1914.1501 | 1916.7707 | 1919.2602 | 1921.6253 | 1923.8721 | 1926.0066 | 1928.0343 | 1929.9607 | 1931.7907 | 1933.5293 | 1935.1809
| Interconnectors | 3800 | 4005 | 4005 | 4005 | 4005 | 4005 | 5005 | 5005 | 7405 | 8405 | 8405 | 8405 | 9805 | 9805 | 9805 | 9805 | 9805 | 9805 | 9805 | 9805 | 9805 | 9805 | 9805 | 9805 | 9805 | 9805 | 9805 | 9805 | 9805 | 9805 | 9805 | 9805 | 9805 | 9805 | 9805
| Marine | 56 | 62.5 | 62.5 | 62.5 | 62.5 | 72.5 | 72.5 | 72.5 | 72.5 | 72.5 | 72.5 | 72.5 | 72.5 | 72.5 | 72.5 | 72.5 | 72.5 | 72.5 | 72.5 | 72.5 | 72.5 | 72.5 | 72.5 | 72.5 | 62.5 | 62.5 | 62.5 | 62.5 | 62.5 | 62.5 | 62.5 | 62.5 | 62.5 | 62.5 | 62.5
| Nuclear | 8974 | 8974 | 8974 | 8974 | 8974 | 7819 | 6872 | 5960 | 4752 | 4752 | 4752 | 2432 | 2432 | 2432 | 1216 | 1216 | 1216 | 2886 | 2886 | 4556 | 4556 | 4556 | 4556 | 4556 | 4556 | 4500 | 4500 | 4500 | 5000 | 5000 | 5000 | 5000 | 5000 | 5500 | 5500
| Offshore Wind | 5077.8 | 5077.8 | 6070.8 | 7469.8 | 7723.8 | 7902.8 | 9497.8 | 9897.8 | 9897.8 | 10701.8 | 12142.8 | 13672.8 | 14872.8 | 15172.8 | 15672.8 | 16172.8 | 16672.8 | 16672.8 | 16672.8 | 16672.8 | 16672.8 | 16672.8 | 16672.8 | 16672.8 | 16672.8 | 16672.8 | 16672.8 | 16672.8 | 16672.8 | 16672.8 | 16672.8 | 16672.8 | 16672.8 | 16672.8 | 16672.8
| Onshore Wind | 10379.6549 | 11336.9584 | 12144.4565 | 12343.5298 | 12566.7695 | 12618.0222 | 12743.8322 | 12752.9081 | 12902.7796 | 12983.005 | 13326.4705 | 13580.8089 | 13637.0407 | 13646.1558 | 13619.6907 | 13066.523 | 13023.6154 | 12407.5879 | 12311.41 | 11977.8073 | 11567.2355 | 10347.0153 | 9894.0435 | 9694.4354 | 9397.102 | 9120.5749 | 8679.2626 | 8231.4602 | 8023.503 | 7750.9868 | 7531.6085 | 7326.8128 | 7130.144 | 6925.5686 | 6809.817
| Solar | 11313.875 | 12063.7475 | 12470.8304 | 12763.85 | 12998.1612 | 13222.9705 | 13438.5787 | 13707.2144 | 14015.3245 | 14326.9089 | 14626.9019 | 14889.2938 | 15150.3519 | 15322.9244 | 15417.2944 | 15500.5914 | 15564.7499 | 15608.5502 | 15629.9249 | 15580.1177 | 15472.5226 | 15272.3705 | 14987.3024 | 14627.3538 | 14119.1419 | 13652.7582 | 13372.937 | 13181.7131 | 13069.0456 | 13027.752 | 12989.071 | 12952.9503 | 12919.3387 | 12948.4296 | 12978.1228
| Other Thermal | 2974.3657 | 3423.5595 | 3989.8014 | 4717.8888 | 4845.8008 | 5006.3845 | 4983.8809 | 5152.434 | 5355.7079 | 5567.6704 | 5752.8979 | 5947.9155 | 6056.3568 | 6247.9531 | 6313.7644 | 6383.7942 | 6470.1117 | 6514.9959 | 6581.8536 | 6607.209 | 6627.0917 | 6641.4462 | 6655.8903 | 6670.4247 | 6676.2782 | 6682.1463 | 6688.029 | 6693.9265 | 6699.8387 | 6705.7656 | 6711.7074 | 6717.664 | 6723.6355 | 6729.6219 | 6735.6232
| Other Renewable (inc CHP) | 2794.4655 | 2884.9722 | 3132.1714 | 3214.393 | 3274.0348 | 3383.5311 | 3426.5931 | 3460.1039 | 3493.6491 | 3527.9307 | 3588.0258 | 3612.9566 | 3644.4028 | 3686.4123 | 3780.4923 | 3852.7534 | 3902.1168 | 3945.8263 | 4026.6258 | 4064.517 | 4097.348 | 4101.2366 | 4103.8121 | 4099.3463 | 4086.8416 | 4086.7471 | 4092.3762 | 4103.7311 | 4119.4863 | 4140.857 | 4165.7748 | 4196.541 | 4233.5887 | 4277.9684 | 4328.4185
| Transmission % of Total | 73.44% | 72.1% | 70.24% | 68.48% | 67.91% | 66.93% | 66.59% | 66.3% | 66.04% | 66.23% | 66.62% | 66.79% | 66.82% | 66.79% | 66.27% | 66% | 65.83% | 65.26% | 65.2% | 65.48% | 65.36% | 65.19% | 65.17% | 65.29% | 65.5% | 65.7% | 65.81% | 65.87% | 66.13% | 66.17% | 66.22% | 66.25% | 66.28% | 66.43% | 66.37%
| Distributed+Microgen % of Total | 26.56% | 27.9% | 29.76% | 31.52% | 32.09% | 33.07% | 33.41% | 33.7% | 33.96% | 33.77% | 33.38% | 33.21% | 33.18% | 33.21% | 33.73% | 34% | 34.17% | 34.74% | 34.8% | 34.52% | 34.64% | 34.81% | 34.83% | 34.71% | 34.5% | 34.3% | 34.19% | 34.13% | 33.87% | 33.83% | 33.78% | 33.75% | 33.72% | 33.57% | 33.63%
Consumer Power
| Year | 2016/17 | 2017/18 | 2018/19 | 2019/20 | 2020/21 | 2021/22 | 2022/23 | 2023/24 | 2024/25 | 2025/26 | 2026/27 | 2027/28 | 2028/29 | 2029/30 | 2030/31 | 2031/32 | 2032/33 | 2033/34 | 2034/35 | 2035/36 | 2036/37 | 2037/38 | 2038/39 | 2039/40 | 2040/41 | 2041/42 | 2042/43 | 2043/44 | 2044/45 | 2045/46 | 2046/47 | 2047/48 | 2048/49 | 2049/50 | 2050/51
| Storage | 3589 | 3710 | 4124 | 5309 | 5802 | 5867 | 5953 | 6119 | 6341 | 6731 | 7046 | 7236 | 8065 | 8655 | 8886 | 9062 | 9224 | 9337 | 9428 | 9428 | 9496 | 9601 | 9721 | 9811 | 9966 | 9987 | 10100 | 10179 | 10230 | 10288 | 10417 | 10434 | 10553 | 10662 | 10699
| Biomass | 2841.9977 | 3095.3588 | 3144.8604 | 3153.9909 | 3162.7845 | 3171.271 | 3272.4767 | 3673.1291 | 3968.4633 | 3978.5039 | 3988.2726 | 3952.7889 | 3832.9905 | 3842.099 | 3851.2337 | 3861.612 | 3870.3974 | 3837.4922 | 3846.2109 | 1918.8825 | 1927.9313 | 1936.6445 | 1945.4901 | 1954.3324 | 1961.8722 | 1969.4186 | 1976.7448 | 1981.1753 | 1985.3979 | 1989.3564 | 1761.8206 | 1764.1269 | 1765.4681 | 1766.7912 | 1768.2453
| CCS | 0 | 0 | 0 | 0 | 0 | 0 | 0 | 0 | 0 | 0 | 0 | 0 | 0 | 0 | 0 | 0 | 0 | 0 | 0 | 0 | 0 | 0 | 0 | 0 | 0 | 0 | 0 | 0 | 0 | 0 | 0 | 0 | 0 | 0 | 0
| CHP (Non-renewable) | 4023.0149 | 4408.2425 | 4533.8688 | 4511.6759 | 4655.765 | 4768.5707 | 4953.8093 | 5219.0132 | 5353.7323 | 5521.5738 | 5661.5012 | 5858.8158 | 5987.1929 | 6138.066 | 6306.886 | 4957.6539 | 5140.0988 | 5167.634 | 5359.6979 | 5612.1743 | 5813.4449 | 5927.125 | 6063.1534 | 6244.6733 | 6369.6367 | 6500.0316 | 6625.3597 | 6746.2425 | 6842.7066 | 6961.942 | 7081.3963 | 7172.3809 | 7287.7725 | 7394.7294 | 7503.5919
| Gas | 29122 | 28992 | 27141 | 26906 | 25587 | 23740 | 21565 | 22465 | 26677 | 28028 | 26622 | 25598 | 24388 | 22290 | 22195 | 20384 | 17924 | 15127 | 14277 | 14277 | 14576 | 14090 | 13118 | 13118 | 13118 | 13118 | 13000 | 12900 | 12800 | 12700 | 12600 | 12500 | 12400 | 12300 | 12300
| Coal | 12808 | 12783 | 10413 | 6922 | 3749 | 2775 | 2775 | 1284 | 0 | 0 | 0 | 0 | 0 | 0 | 0 | 0 | 0 | 0 | 0 | 0 | 0 | 0 | 0 | 0 | 0 | 0 | 0 | 0 | 0 | 0 | 0 | 0 | 0 | 0 | 0
| Hydro | 1743.1394 | 1763.2996 | 1784.2043 | 1805.8866 | 1872.0585 | 1892.619 | 1911.2717 | 1930.0121 | 1948.8428 | 1976.7662 | 1995.7847 | 2014.9007 | 2034.1164 | 2053.4341 | 2072.2665 | 2090.6454 | 2108.6009 | 2126.1617 | 2142.8752 | 2156.286 | 2168.967 | 2180.9972 | 2192.1324 | 2202.5152 | 2212.267 | 2221.4911 | 2480.2754 | 2738.5548 | 2996.4422 | 3254.0277 | 3511.3837 | 3768.5683 | 4025.628 | 4282.6003 | 4539.5152
| Interconnectors | 3800 | 4005 | 4005 | 5005 | 5005 | 6005 | 8405 | 10405 | 13205 | 13205 | 16505 | 16505 | 16505 | 16505 | 16505 | 16505 | 16505 | 16505 | 16505 | 16505 | 16505 | 16505 | 16505 | 16505 | 16505 | 16505 | 16505 | 16505 | 16505 | 16505 | 16505 | 16505 | 16505 | 16505 | 16505
| Marine | 56 | 62.5 | 62.5 | 73 | 74.2 | 84.2 | 94.2 | 104.2 | 114.2 | 485.2 | 495.2 | 661.2 | 754.2 | 1017.2 | 1087.2 | 1097.2 | 1127.2 | 1137.2 | 1157.2 | 1157.2 | 1167.2 | 1167.2 | 1667.2 | 2167.2 | 2667.2 | 2667.2 | 3167.2 | 3167.2 | 3660.2 | 3660.2 | 4160.2 | 4160.2 | 4660.2 | 5060.2 | 6060.2
| Nuclear | 8974 | 8974 | 8974 | 8974 | 8974 | 8974 | 8027 | 7115 | 4752 | 4752 | 4752 | 4752 | 3662 | 4102 | 4286 | 5956 | 7356 | 9026 | 9026 | 10696 | 11825 | 11825 | 12954 | 12954 | 14083 | 14083 | 14083 | 15000 | 15000 | 15000 | 15000 | 16000 | 16800 | 17600 | 18600
| Offshore Wind | 5077.8 | 5077.8 | 7159.8 | 7832.8 | 8767.8 | 9827.8 | 9827.8 | 10831.7 | 11827.7 | 13072.7 | 15388.7 | 15788.7 | 16588.7 | 17338.7 | 17838.7 | 18338.7 | 19338.7 | 19338.7 | 20838.7 | 20838.7 | 21338.7 | 21338.7 | 21338.7 | 21338.7 | 21338.7 | 21338.7 | 21338.7 | 21338.7 | 21338.7 | 21338.7 | 21338.7 | 21338.7 | 21338.7 | 21338.7 | 21338.7
| Onshore Wind | 10379.6549 | 11368.7317 | 12242.7912 | 12547.2317 | 12726.2048 | 12871.5966 | 13159.0342 | 13779.2634 | 14768.7238 | 15342.8858 | 15843.7148 | 16008.2878 | 16119.6786 | 16275.3549 | 16385.3531 | 16494.7073 | 16601.8453 | 16706.8285 | 16809.7153 | 16910.5621 | 17009.4227 | 17106.3487 | 17201.39 | 17294.5944 | 17386.008 | 17475.6753 | 17563.6392 | 17649.9411 | 17734.6211 | 17817.7181 | 17899.2694 | 17979.3115 | 18057.8796 | 18135.0078 | 18210.7292
| Solar | 11313.875 | 12516.6126 | 13366.0766 | 14237.1661 | 15278.3952 | 16453.0515 | 17916.2698 | 19535.5311 | 21512.0631 | 23533.5807 | 25574.9871 | 27532.3254 | 29302.9248 | 30745.274 | 32048.4604 | 33313.8428 | 34487.4188 | 35574.1142 | 36619.6913 | 37532.8164 | 38405.6106 | 39146.9615 | 39750.2918 | 40324.5501 | 40763.2953 | 41102.0404 | 41440.7855 | 41779.5307 | 42118.2758 | 42457.021 | 42795.7661 | 43134.5112 | 43473.2564 | 43812.0015 | 44150.7467
| Other Thermal | 2974.3657 | 3450.6269 | 4231.8427 | 4919.5339 | 5374.4576 | 5910.7999 | 6517.7157 | 7081.9882 | 7732.0739 | 8493.1235 | 9251.7874 | 10101.2842 | 11007.2916 | 12008.1738 | 12697.9058 | 13233.6235 | 13771.2895 | 14283.0328 | 14717.6067 | 14973.6106 | 15119.767 | 15274.7221 | 15430.2104 | 15586.2388 | 15710.614 | 15835.0779 | 15959.6307 | 16084.273 | 16209.0052 | 16333.8277 | 16458.7411 | 16583.7457 | 16708.842 | 16834.0305 | 16959.3116
| Other Renewable (inc CHP) | 2794.4655 | 2935.9813 | 3266.342 | 3546.0741 | 3698.0677 | 3816.087 | 3948.8088 | 4073.5637 | 4213.1093 | 4360.3643 | 4551.1339 | 4731.8921 | 4935.0853 | 5147.2366 | 5393.2426 | 5604.0379 | 5800.0532 | 5979.4865 | 6196.6749 | 6345.4682 | 6473.138 | 6541.3616 | 6580.6808 | 6595.1248 | 6586.0489 | 6585.2472 | 6585.7361 | 6591.7212 | 6601.5318 | 6614.1633 | 6630.6039 | 6649.1898 | 6671.3702 | 6692.9723 | 6715.848
| Transmission % of Total | 73.44% | 71.57% | 69.31% | 66.66% | 64.07% | 62.52% | 60.79% | 59.92% | 60.18% | 59.61% | 59.48% | 57.6% | 56.22% | 54.95% | 54.11% | 52.83% | 52% | 50.84% | 50.34% | 49.71% | 49.8% | 49.24% | 49.09% | 48.91% | 49.13% | 48.87% | 48.88% | 48.99% | 48.96% | 48.8% | 48.71% | 48.85% | 49.06% | 49.23% | 49.68%
| Distributed+Microgen % of Total | 26.56% | 28.43% | 30.69% | 33.34% | 35.93% | 37.48% | 39.21% | 40.08% | 39.82% | 40.39% | 40.52% | 42.4% | 43.78% | 45.05% | 45.89% | 47.17% | 48% | 49.16% | 49.66% | 50.29% | 50.2% | 50.76% | 50.91% | 51.09% | 50.87% | 51.13% | 51.12% | 51.01% | 51.04% | 51.2% | 51.29% | 51.15% | 50.94% | 50.77% | 50.32%
| Consumer Power | 2026/27: Two Degrees
| Steady State | 2026/27: Slow Progression

## ES4
Two Degrees 2017 - Installed Capacity
Total Capacity (MW)
| Fuel Type | 2015 | 2016 | 2017 | 2018 | 2019 | 2020 | 2021 | 2022 | 2023 | 2024 | 2025 | 2026 | 2027 | 2028 | 2029 | 2030 | 2031 | 2032 | 2033 | 2034 | 2035 | 2036 | 2037 | 2038 | 2039 | 2040 | 2041 | 2042 | 2043 | 2044 | 2045 | 2046 | 2047 | 2048 | 2049 | 2050
| Storage |  | 3589 | 3712 | 4135 | 5318 | 5808 | 5870 | 5996 | 6123 | 6296 | 6618 | 6829 | 7703 | 7891 | 8443 | 8596 | 8713 | 8802 | 8840 | 8937 | 8937 | 8961 | 9047 | 9261 | 9418 | 9501 | 9634 | 9724 | 9783 | 9862 | 9901 | 9973 | 9901 | 9826 | 9731 | 9670
| Biomass |  | 2841.9977 | 3096.8456 | 3538.1391 | 3609.4099 | 4255.2866 | 4550.9941 | 4655.241 | 4880.0476 | 4983.7771 | 5297.4493 | 5312.0819 | 5281.691 | 5295.1604 | 5253.5654 | 5266.9185 | 5280.2311 | 5293.5138 | 5305.4784 | 5317.3695 | 5329.1958 | 5339.5781 | 5349.8563 | 5360.0377 | 5368.6649 | 5377.1625 | 5174.0159 | 4777.6626 | 4781.1119 | 4782.8382 | 4784.3724 | 4484.3724 | 4484.3724 | 4184.3724 | 4184.3724 | 3884.3724
| CCS |  | 0 | 0 | 0 | 0 | 0 | 0 | 0 | 0 | 0 | 0 | 0 | 0 | 0 | 0 | 900 | 1800 | 2700 | 3600 | 4550 | 5900 | 7370 | 8270 | 8270 | 8270 | 8270 | 8270 | 9000 | 10000 | 11000 | 11900 | 12000 | 12500 | 13200 | 13800 | 14500
| CHP |  | 4023.0149 | 4420.5681 | 4544.1767 | 4366.5394 | 4492.7764 | 4481.6727 | 4482.9199 | 4647.3984 | 4666.8614 | 4565.2444 | 4565.164 | 4557.1902 | 4579.4314 | 4607.1661 | 3408.8312 | 3274.2524 | 3280.5319 | 3304.9356 | 3337.2539 | 3453.6159 | 3497.1365 | 3493.0874 | 3466.5544 | 3461.672 | 3435.4027 | 3249.4186 | 3254.711 | 3253.9088 | 3242.232 | 3237.3509 | 3221.7628 | 3190.8799 | 3143.7151 | 3094.6175 | 3025.5843
| Gas |  | 29122 | 28992 | 26505 | 26505 | 26476 | 23927 | 21832 | 20282 | 21481 | 20987 | 20069 | 19645 | 17970 | 18770 | 18770 | 15984 | 15984 | 14232 | 13312 | 11557 | 8804 | 8365 | 8365 | 8365 | 8365 | 8000 | 8000 | 7800 | 7600 | 7400 | 6800 | 5800 | 4800 | 4000 | 3200
| Coal |  | 12808 | 12194 | 8784 | 3914 | 2278 | 1284 | 0 | 0 | 0 | 0 | 0 | 0 | 0 | 0 | 0 | 0 | 0 | 0 | 0 | 0 | 0 | 0 | 0 | 0 | 0 | 0 | 0 | 0 | 0 | 0 | 0 | 0 | 0 | 0 | 0
| Hydro |  | 1743.1394 | 1763.2996 | 1784.2043 | 1805.8866 | 1872.0585 | 1892.619 | 1911.2717 | 1930.0121 | 1957.8428 | 1976.7662 | 1995.7847 | 2014.9007 | 2034.1164 | 2053.4341 | 2072.2665 | 2090.6454 | 2108.6009 | 2126.1617 | 2142.8752 | 2156.286 | 2168.967 | 2180.9972 | 2192.1324 | 2202.5152 | 2212.267 | 2301.4911 | 2385.2754 | 2468.5548 | 2551.4422 | 2634.0277 | 2716.3837 | 2798.5683 | 2880.628 | 2962.6003 | 3044.5152
| Interconnectors |  | 3800 | 4005 | 4005 | 5005 | 5005 | 7405 | 9805 | 13205 | 13705 | 15605 | 18505 | 18505 | 18505 | 18505 | 18505 | 18505 | 18505 | 18505 | 18505 | 19705 | 19705 | 19705 | 19705 | 19705 | 19705 | 19705 | 19705 | 19705 | 19705 | 19705 | 19705 | 19705 | 19705 | 19705 | 19705
| Marine |  | 56 | 62.5 | 74.2 | 83.2 | 104.2 | 107.2 | 127.2 | 485.2 | 561.2 | 1272.7 | 1875.7 | 2055.7 | 2625.7 | 3135.7 | 3655.7 | 4155.7 | 4165.7 | 4165.7 | 4175.7 | 4175.7 | 4175.7 | 4175.7 | 4675.7 | 4675.7 | 5175.7 | 5868.7 | 6068.7 | 6268.7 | 6668.7 | 6868.7 | 7068.7 | 7368.7 | 7668.7 | 7968.7 | 8268.7
| Nuclear |  | 8974 | 8974 | 8974 | 8974 | 8974 | 8974 | 8974 | 7115 | 4752 | 4752 | 6422 | 6422 | 8402 | 8402 | 8485 | 10155 | 11284 | 12954 | 14083 | 15753 | 15753 | 15753 | 15753 | 15753 | 15753 | 16000 | 16000 | 17600 | 17600 | 17600 | 19200 | 19200 | 20000 | 20000 | 20000
| Offshore Wind |  | 5077.8 | 5731.8 | 7489.8 | 8262.7 | 9527.7 | 10827.7 | 11831.7 | 13572.7 | 16288.7 | 17038.7 | 18338.7 | 18838.7 | 20338.7 | 21338.7 | 22338.7 | 23338.7 | 23838.7 | 25338.7 | 25838.7 | 26338.7 | 27838.7 | 27838.7 | 27838.7 | 28838.7 | 29338.7 | 29788.7 | 29788.7 | 29788.7 | 29788.7 | 29788.7 | 29788.7 | 29788.7 | 29788.7 | 29788.7 | 29788.7
| Onshore Wind |  | 10379.6549 | 11412.7317 | 12443.7912 | 12691.2317 | 13051.5375 | 13854.8357 | 14932.8999 | 16344.3094 | 17424.3503 | 17709.1919 | 18087.7891 | 18250.2099 | 18414.5204 | 18579.1815 | 18744.2247 | 18909.6792 | 19073.9697 | 19237.1548 | 19399.2911 | 19560.4339 | 19720.6365 | 19879.9508 | 20038.4273 | 20170.1507 | 20301.1451 | 20457.4439 | 20587.0804 | 20716.0872 | 20844.4966 | 20972.3403 | 21099.6497 | 21226.4557 | 21352.7887 | 21478.679 | 21604.1561
| Solar |  | 11313.875 | 12463.7475 | 13108.3069 | 13701.1935 | 14258.4114 | 14873.4962 | 15740.3172 | 16899.9555 | 18309.6523 | 19887.3426 | 21531.4128 | 23140.5618 | 24662.7141 | 25942.9637 | 27175.535 | 28419.7555 | 29531.0354 | 30562.8526 | 31604.741 | 32427.3243 | 33209.2959 | 33857.2185 | 34366.9439 | 34851.2646 | 35235.5852 | 35519.9059 | 35804.2265 | 36088.5472 | 36372.8678 | 36657.1885 | 36941.5091 | 37225.8298 | 37510.1504 | 37794.4711 | 38078.7917
| Other Thermal |  | 2974.3657 | 3391.2004 | 3640.7576 | 4213.5705 | 4482.7494 | 4460.2841 | 4472.4299 | 4384.6226 | 4391.6856 | 4338.5111 | 4371.0628 | 4372.655 | 4406.2223 | 4435.7781 | 4398.2648 | 4415.9399 | 4431.8315 | 4446.6816 | 4461.5021 | 4473.6677 | 4484.3259 | 4493.8736 | 4503.9621 | 4514.63 | 4524.6861 | 4532.7427 | 4537.7996 | 4537.857 | 4537.9148 | 4537.973 | 4523.0316 | 4508.0906 | 4518.15 | 4528.2098 | 4538.2701
| Other Renewable |  | 2794.4655 | 2908.6539 | 3180.4142 | 3330.4788 | 3543.7848 | 3643.6885 | 3721.2613 | 3787.0776 | 3862.6726 | 3950.1475 | 4090.8587 | 4198.89 | 4311.452 | 4420.5419 | 4636.0883 | 4785.3008 | 4922.7107 | 5051.6256 | 5236.5854 | 5330.4104 | 5398.7032 | 5436.965 | 5471.9928 | 5494.6123 | 5501.7889 | 5519.4248 | 5539.7063 | 5562.1985 | 5587.0836 | 5616.5395 | 5647.2247 | 5680.6314 | 5716.8754 | 5760.892 | 5808.6701
| TOTAL |  | 99497.3131 | 103128.3468 | 102206.7901 | 101780.2105 | 104129.5046 | 106152.4904 | 108482.2411 | 113656.3231 | 118680.7421 | 123998.0529 | 131993.554 | 134985.4985 | 139436.0169 | 143887.0307 | 146952.529 | 149827.2044 | 153921.5939 | 157670.2903 | 160901.0183 | 165097.334 | 166426.0431 | 167846.3488 | 169268.4506 | 171088.9097 | 172696.4375 | 174020.8429 | 175172.8618 | 178353.6653 | 180143.2751 | 181603.1921 | 183169.3339 | 183378.2279 | 184295.0799 | 184797.242 | 185116.7599
| GB ACS Peak Demand |  | 60900 | 62300 | 62000 | 61900 | 61800 | 61800 | 61900 | 61900 | 62000 | 62400 | 62900 | 63400 | 63800 | 64300 | 64700 | 64700 | 65000 | 65100 | 65100 | 65100 | 65200 | 65400 | 65700 | 66300 | 66900 | 67400 | 68100 | 69300 | 71300 | 72200 | 72900 | 73100 | 73200 | 73300 | 73300
Transmission Capacity (MW)
| Fuel Type | 2015 | 2016 | 2017 | 2018 | 2019 | 2020 | 2021 | 2022 | 2023 | 2024 | 2025 | 2026 | 2027 | 2028 | 2029 | 2030 | 2031 | 2032 | 2033 | 2034 | 2035 | 2036 | 2037 | 2038 | 2039 | 2040 | 2041 | 2042 | 2043 | 2044 | 2045 | 2046 | 2047 | 2048 | 2049 | 2050
| Storage |  | 2744 | 2793 | 2818 | 2818 | 2868 | 2868 | 2919 | 2919 | 2970 | 3077 | 3077 | 3789 | 3789 | 4189 | 4189 | 4189 | 4189 | 4189 | 4238 | 4262 | 4386 | 4459 | 4634 | 4707 | 4775 | 5005 | 5129 | 5253 | 5377 | 5501 | 5625 | 5625 | 5625 | 5625 | 5625
| Biomass |  | 2099 | 2099 | 2489 | 2489 | 3124 | 3409 | 3409 | 3619 | 3708 | 4007 | 4007 | 3962 | 3962 | 3907 | 3907 | 3907 | 3907 | 3907 | 3907 | 3907 | 3907 | 3907 | 3907 | 3907 | 3907 | 3700 | 3300 | 3300 | 3300 | 3300 | 3000 | 3000 | 2700 | 2700 | 2400
| Gas |  | 29122 | 28992 | 26505 | 26505 | 26476 | 23927 | 21832 | 20282 | 21481 | 20987 | 20069 | 19645 | 17970 | 18770 | 18770 | 15984 | 15984 | 14232 | 13312 | 11557 | 8804 | 8365 | 8365 | 8365 | 8365 | 8000 | 8000 | 7800 | 7600 | 7400 | 6800 | 5800 | 4800 | 4000 | 3200
| CCS |  | 0 | 0 | 0 | 0 | 0 | 0 | 0 | 0 | 0 | 0 | 0 | 0 | 0 | 0 | 900 | 1800 | 2700 | 3600 | 4550 | 5900 | 7370 | 8270 | 8270 | 8270 | 8270 | 8270 | 9000 | 10000 | 11000 | 11900 | 12000 | 12500 | 13200 | 13800 | 14500
| CHP (Non-renewable) |  | 1840 | 1840 | 1840 | 1685 | 1695 | 1695 | 1695 | 1695 | 1700 | 1542 | 1542 | 1542 | 1542 | 1542 | 324 | 183 | 183 | 183 | 183 | 171 | 171 | 171 | 151 | 151 | 151 | 0 | 0 | 0 | 0 | 0 | 0 | 0 | 0 | 0 | 0
| Coal |  | 12808 | 12194 | 8784 | 3914 | 2278 | 1284 | 0 | 0 | 0 | 0 | 0 | 0 | 0 | 0 | 0 | 0 | 0 | 0 | 0 | 0 | 0 | 0 | 0 | 0 | 0 | 0 | 0 | 0 | 0 | 0 | 0 | 0 | 0 | 0 | 0
| Other Thermal |  | 538 | 538 | 487 | 411 | 411 | 377 | 377 | 277 | 252 | 177 | 177 | 145 | 145 | 145 | 87 | 87 | 87 | 87 | 87 | 87 | 87 | 87 | 87 | 87 | 87 | 85 | 80 | 70 | 60 | 50 | 25 | 0 | 0 | 0 | 0
| Hydro |  | 1207 | 1207 | 1207 | 1207 | 1253 | 1253 | 1253 | 1253 | 1262 | 1262 | 1262 | 1262 | 1262 | 1262 | 1262 | 1262 | 1262 | 1262 | 1262 | 1262 | 1262 | 1262 | 1262 | 1262 | 1262 | 1342 | 1417 | 1492 | 1567 | 1642 | 1717 | 1792 | 1867 | 1942 | 2017
| Interconnectors |  | 3800 | 4005 | 4005 | 5005 | 5005 | 7405 | 9805 | 13205 | 13705 | 15605 | 18505 | 18505 | 18505 | 18505 | 18505 | 18505 | 18505 | 18505 | 18505 | 19705 | 19705 | 19705 | 19705 | 19705 | 19705 | 19705 | 19705 | 19705 | 19705 | 19705 | 19705 | 19705 | 19705 | 19705 | 19705
| Nuclear |  | 8974 | 8974 | 8974 | 8974 | 8974 | 8974 | 8974 | 7115 | 4752 | 4752 | 6422 | 6422 | 8402 | 8402 | 8485 | 10155 | 11284 | 12954 | 14083 | 15753 | 15753 | 15753 | 15753 | 15753 | 15753 | 16000 | 16000 | 17600 | 17600 | 17600 | 19200 | 19200 | 20000 | 20000 | 20000
| Offshore Wind |  | 4335 | 4989 | 6747 | 7420 | 8685 | 9985 | 10989 | 12730 | 15446 | 16196 | 17496 | 17996 | 19496 | 20496 | 21496 | 22496 | 22996 | 24496 | 24996 | 25496 | 26996 | 26996 | 26996 | 27996 | 28496 | 28946 | 28946 | 28946 | 28946 | 28946 | 28946 | 28946 | 28946 | 28946 | 28946
| Onshore Wind |  | 5589 | 6249 | 7095 | 7209 | 7492 | 8210 | 9197 | 10473 | 11400 | 11526 | 11744 | 11744 | 11744 | 11744 | 11744 | 11744 | 11744 | 11744 | 11744 | 11744 | 11744 | 11744 | 11744 | 11744 | 11744 | 11770 | 11770 | 11770 | 11770 | 11770 | 11770 | 11770 | 11770 | 11770 | 11770
| Solar |  | 0 | 0 | 0 | 0 | 0 | 25 | 25 | 95 | 95 | 95 | 95 | 95 | 144 | 238 | 372 | 506 | 546 | 546 | 546 | 546 | 546 | 546 | 546 | 546 | 546 | 546 | 546 | 546 | 546 | 546 | 546 | 546 | 546 | 546 | 546
| Marine |  | 15 | 15 | 25 | 25 | 25 | 25 | 25 | 375 | 431 | 1104 | 1687 | 1857 | 2407 | 2907 | 3407 | 3907 | 3907 | 3907 | 3907 | 3907 | 3907 | 3907 | 4407 | 4407 | 4907 | 5600 | 5800 | 6000 | 6400 | 6600 | 6800 | 7100 | 7400 | 7700 | 8000
| Other Renewable (inc CHP) |  | 0 | 0 | 36 | 36 | 36 | 36 | 36 | 36 | 36 | 36 | 36 | 36 | 36 | 36 | 36 | 36 | 36 | 36 | 36 | 36 | 36 | 36 | 36 | 36 | 36 | 36 | 36 | 36 | 36 | 36 | 36 | 36 | 36 | 36 | 36
| TOTAL |  | 73071 | 73895 | 71012 | 67698 | 68322 | 69473 | 70536 | 74074 | 77238 | 80366 | 86119 | 87000 | 89404 | 92143 | 93484 | 94761 | 97330 | 99648 | 101356 | 104333 | 104674 | 105208 | 105863 | 106936 | 108004 | 109005 | 109729 | 112518 | 113907 | 114996 | 116170 | 116020 | 116595 | 116770 | 116745
A further breakdown of transmission storage and gas capacity out to 2040 is provided below:
Storage:
| Battery Storage |  | 0 | 49 | 74 | 74 | 123.9 | 123.9 | 174.9 | 174.9 | 225.9 | 332.9 | 332.9 | 332.9 | 332.9 | 332.9 | 332.9 | 332.9 | 332.9 | 332.9 | 381.9 | 406 | 529.9 | 602.8 | 777.7 | 850.6 | 918.5
| CAES Storage |  | 0 | 0 | 0 | 0 | 0 | 0 | 0 | 0 | 0 | 0 | 0 | 0 | 0 | 0 | 0 | 0 | 0 | 0 | 0 | 0 | 0 | 0 | 0 | 0 | 0
| Pumped_Storage |  | 2744 | 2744 | 2744 | 2744 | 2744 | 2744 | 2744 | 2744 | 2744 | 2744 | 2744 | 3456 | 3456 | 3856 | 3856 | 3856 | 3856 | 3856 | 3856 | 3856 | 3856 | 3856 | 3856 | 3856 | 3856
Gas:
| CCGT |  | 28121 | 27991 | 26104 | 26104 | 26104 | 23461 | 21366 | 19816 | 20716 | 20222 | 19304 | 18880 | 17345 | 18145 | 18145 | 15359 | 15359 | 13607 | 12687 | 10932 | 8179 | 7740 | 7740 | 7740 | 7740
| OCGT |  | 1001 | 1001 | 401 | 401 | 372 | 466 | 466 | 466 | 765 | 765 | 765 | 765 | 625 | 625 | 625 | 625 | 625 | 625 | 625 | 625 | 625 | 625 | 625 | 625 | 625
Distributed & Sub 1MW Capacity (MW)
| Fuel Type | 2015 | 2016 | 2017 | 2018 | 2019 | 2020 | 2021 | 2022 | 2023 | 2024 | 2025 | 2026 | 2027 | 2028 | 2029 | 2030 | 2031 | 2032 | 2033 | 2034 | 2035 | 2036 | 2037 | 2038 | 2039 | 2040 | 2041 | 2042 | 2043 | 2044 | 2045 | 2046 | 2047 | 2048 | 2049 | 2050
| Biomass |  | 742.9977 | 997.8456 | 1049.1391 | 1120.4099 | 1131.2866 | 1141.9941 | 1246.241 | 1261.0476 | 1275.7771 | 1290.4493 | 1305.0819 | 1319.691 | 1333.1604 | 1346.5654 | 1359.9185 | 1373.2311 | 1386.5138 | 1398.4784 | 1410.3695 | 1422.1958 | 1432.5781 | 1442.8563 | 1453.0377 | 1461.6649 | 1470.1625 | 1474.0159 | 1477.6626 | 1481.1119 | 1482.8382 | 1484.3724 | 1484.3724 | 1484.3724 | 1484.3724 | 1484.3724 | 1484.3724
| CHP (Non-renewable) |  | 2183.0149 | 2580.5681 | 2704.1767 | 2681.5394 | 2797.7764 | 2786.6727 | 2787.9199 | 2952.3984 | 2966.8614 | 3023.2444 | 3023.164 | 3015.1902 | 3037.4314 | 3065.1661 | 3084.8312 | 3091.2524 | 3097.5319 | 3121.9356 | 3154.2539 | 3282.6159 | 3326.1365 | 3322.0874 | 3315.5544 | 3310.672 | 3284.4027 | 3249.4186 | 3254.711 | 3253.9088 | 3242.232 | 3237.3509 | 3221.7628 | 3190.8799 | 3143.7151 | 3094.6175 | 3025.5843
| Hydro |  | 536.1394 | 556.2996 | 577.2043 | 598.8866 | 619.0585 | 639.619 | 658.2717 | 677.0121 | 695.8428 | 714.7662 | 733.7847 | 752.9007 | 772.1164 | 791.4341 | 810.2665 | 828.6454 | 846.6009 | 864.1617 | 880.8752 | 894.286 | 906.967 | 918.9972 | 930.1324 | 940.5152 | 950.267 | 959.4911 | 968.2754 | 976.5548 | 984.4422 | 992.0277 | 999.3837 | 1006.5683 | 1013.628 | 1020.6003 | 1027.5152
| Marine |  | 41 | 47.5 | 49.2 | 58.2 | 79.2 | 82.2 | 102.2 | 110.2 | 130.2 | 168.7 | 188.7 | 198.7 | 218.7 | 228.7 | 248.7 | 248.7 | 258.7 | 258.7 | 268.7 | 268.7 | 268.7 | 268.7 | 268.7 | 268.7 | 268.7 | 268.7 | 268.7 | 268.7 | 268.7 | 268.7 | 268.7 | 268.7 | 268.7 | 268.7 | 268.7
| Offshore Wind |  | 742.8 | 742.8 | 742.8 | 842.7 | 842.7 | 842.7 | 842.7 | 842.7 | 842.7 | 842.7 | 842.7 | 842.7 | 842.7 | 842.7 | 842.7 | 842.7 | 842.7 | 842.7 | 842.7 | 842.7 | 842.7 | 842.7 | 842.7 | 842.7 | 842.7 | 842.7 | 842.7 | 842.7 | 842.7 | 842.7 | 842.7 | 842.7 | 842.7 | 842.7 | 842.7
| Onshore Wind |  | 4790.6549 | 5163.7317 | 5348.7912 | 5482.2317 | 5559.5375 | 5644.8357 | 5735.8999 | 5871.3094 | 6024.3503 | 6183.1919 | 6343.7891 | 6506.2099 | 6670.5204 | 6835.1815 | 7000.2247 | 7165.6792 | 7329.9697 | 7493.1548 | 7655.2911 | 7816.4339 | 7976.6365 | 8135.9508 | 8294.4273 | 8426.1507 | 8557.1451 | 8687.4439 | 8817.0804 | 8946.0872 | 9074.4966 | 9202.3403 | 9329.6497 | 9456.4557 | 9582.7887 | 9708.679 | 9834.1561
| Other Renewable (inc CHP) |  | 2794.4655 | 2908.6539 | 3144.4142 | 3294.4788 | 3507.7848 | 3607.6885 | 3685.2613 | 3751.0776 | 3826.6726 | 3914.1475 | 4054.8587 | 4162.89 | 4275.452 | 4384.5419 | 4600.0883 | 4749.3008 | 4886.7107 | 5015.6256 | 5200.5854 | 5294.4104 | 5362.7032 | 5400.965 | 5435.9928 | 5458.6123 | 5465.7889 | 5483.4248 | 5503.7063 | 5526.1985 | 5551.0836 | 5580.5395 | 5611.2247 | 5644.6314 | 5680.8754 | 5724.892 | 5772.6701
| Other Thermal |  | 2436.3657 | 2853.2004 | 3153.7576 | 3802.5705 | 4071.7494 | 4083.2841 | 4095.4299 | 4107.6226 | 4139.6856 | 4161.5111 | 4194.0628 | 4227.655 | 4261.2223 | 4290.7781 | 4311.2648 | 4328.9399 | 4344.8315 | 4359.6816 | 4374.5021 | 4386.6677 | 4397.3259 | 4406.8736 | 4416.9621 | 4427.63 | 4437.6861 | 4447.7427 | 4457.7996 | 4467.857 | 4477.9148 | 4487.973 | 4498.0316 | 4508.0906 | 4518.15 | 4528.2098 | 4538.2701
| Solar |  | 11313.875 | 12463.7475 | 13108.3069 | 13701.1935 | 14258.4114 | 14848.4962 | 15715.3172 | 16804.9555 | 18214.6523 | 19792.3426 | 21436.4128 | 23045.5618 | 24518.7141 | 25704.9637 | 26803.535 | 27913.7555 | 28985.0354 | 30016.8526 | 31058.741 | 31881.3243 | 32663.2959 | 33311.2185 | 33820.9439 | 34305.2646 | 34689.5852 | 34973.9059 | 35258.2265 | 35542.5472 | 35826.8678 | 36111.1885 | 36395.5091 | 36679.8298 | 36964.1504 | 37248.4711 | 37532.7917
| Storage |  | 845 | 919 | 1317 | 2500 | 2940 | 3002 | 3077 | 3204 | 3326 | 3541 | 3752 | 3914 | 4102 | 4254 | 4407 | 4524 | 4613 | 4651 | 4699 | 4675 | 4575 | 4588 | 4627 | 4711 | 4726 | 4629 | 4595 | 4530 | 4485 | 4400 | 4348 | 4276 | 4201 | 4106 | 4045
| TOTAL |  | 26426.3131 | 29233.3468 | 31194.7901 | 34082.2105 | 35807.5046 | 36679.4904 | 37946.2411 | 39582.3231 | 41442.7421 | 43632.0529 | 45874.554 | 47985.4985 | 50032.0169 | 51744.0307 | 53468.529 | 55066.2044 | 56591.5939 | 58022.2903 | 59545.0183 | 60764.334 | 61752.0431 | 62638.3488 | 63405.4506 | 64152.9097 | 64692.4375 | 65015.8429 | 65443.8618 | 65835.6653 | 66236.2751 | 66607.1921 | 66999.3339 | 67358.2279 | 67700.0799 | 68027.242 | 68371.7599
A further breakdown of distributed and sub 1MW capacities are provided on ES12
68371.7599

## ES5
Two Degrees 2017 - Generation output by technology
Total Output (TWh)
| Fuel Type | 2015 | 2016 | 2017 | 2018 | 2019 | 2020 | 2021 | 2022 | 2023 | 2024 | 2025 | 2026 | 2027 | 2028 | 2029 | 2030 | 2031 | 2032 | 2033 | 2034 | 2035 | 2036 | 2037 | 2038 | 2039 | 2040 | 2041 | 2042 | 2043 | 2044 | 2045 | 2046 | 2047 | 2048 | 2049 | 2050
| Biomass |  | 17.847 | 23.8248 | 24.2539 | 26.577 | 26.3872 | 25.7972 | 25.5389 | 26.1077 | 26.8871 | 29.5923 | 29.1624 | 30.3521 | 29.9034 | 29.9804 | 30.1044 | 29.7129 | 29.5873 | 28.8208 | 28.0481 | 26.1793 | 24.9135 | 24.3209 | 23.6398 | 22.3209 | 22.3441 | 20.738 | 19.1188 | 17.9489 | 18.9399 | 19.278 | 16.638 | 16.6365 | 15.174 | 15.0091 | 13.8308
| CCS |  | 0 | 0 | 0 | 0 | 0 | 0 | 0 | 0 | 0 | 0 | 0 | 0 | 0 | 0 | 6.5939 | 12.2769 | 18.534 | 20.8323 | 23.9156 | 18.293 | 17.3146 | 17.9177 | 17.8296 | 16.3215 | 16.2863 | 15.1484 | 17.2507 | 15.1436 | 18.6311 | 20.7628 | 17.3404 | 17.2467 | 14.923 | 14.4879 | 15.0451
| CHP |  | 19.8939 | 18.9605 | 18.8364 | 17.8912 | 18.0057 | 17.1465 | 16.142 | 15.9597 | 15.8226 | 15.4161 | 14.0108 | 14.7575 | 14.42 | 14.0285 | 6.7551 | 6.0425 | 6.2646 | 4.9257 | 4.3965 | 2.3678 | 1.9457 | 1.8371 | 1.7613 | 1.8956 | 1.8709 | 0.92944 | 0.88836 | 0.62389 | 0.6312 | 0.5877 | 0.48384 | 0.4386 | 0.33836 | 0.30767 | 0.28568
| Gas |  | 122.1 | 119.1809 | 104.0139 | 94.9379 | 91.6721 | 70.5784 | 52.5929 | 40.7233 | 44.8163 | 47.2063 | 35.2075 | 42.7148 | 35.3078 | 39.1162 | 42.3804 | 24.0647 | 24.155 | 12.2785 | 9.0843 | 3.5518 | 2.2101 | 1.9017 | 2.0975 | 2.512 | 2.4754 | 2.2919 | 2.1573 | 1.2119 | 1.2401 | 1.1062 | 0.816 | 0.69448 | 0.47366 | 0.34021 | 0.25411
| Coal |  | 24 | 7.1068 | 10.5584 | 4.1471 | 0.71523 | 0.37065 | 0 | 0 | 0 | 0 | 0 | 0 | 0 | 0 | 0 | 0 | 0 | 0 | 0 | 0 | 0 | 0 | 0 | 0 | 0 | 0 | 0 | 0 | 0 | 0 | 0 | 0 | 0 | 0 | 0
| Hydro |  | 4.7 | 6.5071 | 6.507 | 6.5088 | 6.6588 | 6.6588 | 6.6588 | 6.6588 | 6.6587 | 6.6587 | 6.6587 | 6.6587 | 6.6587 | 6.6587 | 6.6587 | 6.6628 | 6.6628 | 6.6628 | 6.6628 | 6.6628 | 6.6628 | 6.6628 | 6.6628 | 6.6628 | 6.6628 | 6.6628 | 6.6628 | 6.6628 | 6.6628 | 6.6628 | 6.6628 | 6.6628 | 6.6628 | 6.6628 | 6.6627
| Interconnectors |  | 14.9743 | 27.402 | 28.5006 | 37.8289 | 36.5461 | 53.8351 | 67.7717 | 82.2052 | 82.2869 | 81.9655 | 75.7603 | 63.886 | 48.8424 | 40.305 | 29.7326 | 25.1526 | 6.93 | -2.551 | -15.7208 | -15.7701 | -16.6823 | -14.9916 | -14.1104 | -9.938 | -9.906 | -9.906 | -9.906 | -9.906 | -9.906 | -9.906 | -9.906 | -9.906 | -9.906 | -9.906 | -9.906
| Marine |  | 0 | 0.21898 | 0.25997 | 0.29151 | 0.36508 | 0.3756 | 0.44567 | 1.7 | 1.9663 | 4.4591 | 6.5719 | 7.2025 | 9.1996 | 10.9865 | 12.8084 | 14.5603 | 14.5953 | 14.5953 | 14.6304 | 14.6304 | 14.6304 | 14.6304 | 16.3822 | 16.3822 | 18.134 | 20.5621 | 21.2628 | 21.9636 | 23.3651 | 24.0658 | 24.7665 | 25.8176 | 26.8687 | 27.9195 | 28.9596
| Nuclear |  | 67.1 | 61.3881 | 61.3451 | 61.3086 | 61.2976 | 61.2209 | 61.2371 | 48.5485 | 32.3438 | 32.4217 | 44.9266 | 45.0105 | 60.5299 | 60.4723 | 62.7433 | 74.9983 | 83.0547 | 94.2488 | 101.7846 | 111.5396 | 109.6426 | 108.3759 | 107.3159 | 104.6387 | 104.3516 | 104.6213 | 104.655 | 114.2825 | 115.814 | 116.4514 | 125.3214 | 124.8619 | 127.8988 | 127.2548 | 126.658
| Offshore Wind |  | 16.6 | 19.8963 | 26.1536 | 28.9443 | 33.6159 | 38.3851 | 42.263 | 48.2663 | 58.4346 | 61.3372 | 66.9238 | 68.988 | 74.9858 | 79.1629 | 83.4591 | 87.2112 | 89.3983 | 95.5809 | 97.7552 | 99.7762 | 105.6253 | 105.6342 | 105.614 | 108.6416 | 110.1004 | 111.8676 | 111.8464 | 111.8733 | 111.9661 | 111.9967 | 111.9483 | 111.8787 | 111.7692 | 111.6862 | 111.5852
| Onshore Wind |  | 21.5 | 25.3228 | 27.7996 | 28.2928 | 29.0499 | 30.7574 | 33.282 | 36.8486 | 39.5416 | 40.2248 | 41.1196 | 41.4659 | 41.8051 | 42.1504 | 42.5078 | 42.8281 | 43.1281 | 43.4375 | 43.7614 | 43.9498 | 44.1983 | 44.5275 | 44.827 | 45.0202 | 45.2008 | 45.3569 | 45.6765 | 45.9619 | 46.3334 | 46.6366 | 46.8668 | 47.0811 | 47.2826 | 47.4948 | 47.7137
| Solar |  | 8.525 | 9.3914 | 9.8771 | 10.3238 | 10.7437 | 11.2091 | 11.8623 | 12.7407 | 13.8029 | 14.9917 | 16.2305 | 17.443 | 18.5984 | 19.5801 | 20.5271 | 21.4829 | 22.3243 | 23.1017 | 23.8868 | 24.5066 | 25.0958 | 25.584 | 25.9681 | 26.333 | 26.6226 | 26.8368 | 27.0511 | 27.2653 | 27.4795 | 27.6938 | 27.908 | 28.1222 | 28.3357 | 28.5482 | 28.7609
| Other Thermal |  | 0.2 | 0.0052887 | 0.028026 | 0.12526 | 0.24426 | 0.24965 | 0.35903 | 0.4794 | 0.50397 | 0.54534 | 0.48209 | 0.4826 | 0.46054 | 0.44979 | 0.43265 | 0.43595 | 0.33233 | 0.23843 | 0.19297 | 0.081789 | 0.14328 | 0.14048 | 0.12756 | 0.11869 | 0.10741 | 0.11062 | 0.10668 | 0.061874 | 0.069736 | 0.064652 | 0.054349 | 0.06714 | 0.059708 | 0.061644 | 0.072552
| Other Renewable |  | 14.3591 | 15.572 | 17.0251 | 17.8343 | 19.041 | 19.6214 | 20.4603 | 20.8677 | 21.3463 | 21.8665 | 22.6714 | 23.3017 | 23.9478 | 24.5759 | 25.7685 | 26.6053 | 27.3788 | 28.1017 | 29.1246 | 29.6628 | 30.0602 | 30.303 | 30.5285 | 30.6812 | 30.7521 | 30.7918 | 30.9107 | 31.0403 | 31.175 | 31.3316 | 31.4873 | 31.6567 | 31.8405 | 32.0636 | 32.3059
| TOTAL |  | 331.7993 | 334.7769 | 335.1588 | 335.0116 | 334.3425 | 336.2057 | 338.6135 | 341.1058 | 344.4112 | 356.6854 | 359.7257 | 362.2635 | 364.6597 | 367.4667 | 370.472 | 372.0343 | 372.3456 | 370.2734 | 367.5225 | 365.4316 | 365.7602 | 366.844 | 368.6438 | 371.5902 | 375.0024 | 376.0115 | 377.681 | 384.1338 | 392.4019 | 396.7318 | 400.3875 | 401.2585 | 401.721 | 401.9303 | 402.2282
| Carbon Intensity (gCO2/kWh) |  | 242.5972 | 189.34 | 181.0456 | 155.3089 | 141.4195 | 119.1479 | 97.6257 | 85.3351 | 89.6808 | 87.0623 | 66.7142 | 72.896 | 59.7973 | 61.4683 | 54.3596 | 34.3344 | 33.318 | 20.1829 | 16.3697 | 8.4863 | 6.8026 | 6.4842 | 6.4938 | 6.8705 | 6.7223 | 5.1453 | 5.1389 | 3.6417 | 3.966 | 3.9669 | 3.2081 | 3.0649 | 2.5379 | 2.3618 | 2.3229
Transmission Output (TWh)
| Fuel Type | 2015 | 2016 | 2017 | 2018 | 2019 | 2020 | 2021 | 2022 | 2023 | 2024 | 2025 | 2026 | 2027 | 2028 | 2029 | 2030 | 2031 | 2032 | 2033 | 2034 | 2035 | 2036 | 2037 | 2038 | 2039 | 2040 | 2041 | 2042 | 2043 | 2044 | 2045 | 2046 | 2047 | 2048 | 2049 | 2050
| Biomass |  | 13.6691 | 19.419 | 19.5946 | 21.5951 | 21.4657 | 20.891 | 20.5414 | 21.1052 | 21.9014 | 24.6038 | 24.1844 | 25.377 | 24.9299 | 25.0086 | 25.1545 | 24.7689 | 24.6463 | 23.8825 | 23.1264 | 21.2562 | 19.9862 | 19.3883 | 18.7017 | 17.3764 | 17.3913 | 15.7156 | 14.0928 | 12.9197 | 13.9086 | 14.2447 | 11.6037 | 11.6011 | 10.1373 | 9.9707 | 8.7906
| CCS |  | 0 | 0 | 0 | 0 | 0 | 0 | 0 | 0 | 0 | 0 | 0 | 0 | 0 | 0 | 6.5939 | 12.2769 | 18.534 | 20.8323 | 23.9156 | 18.293 | 17.3146 | 17.9177 | 17.8296 | 16.3215 | 16.2863 | 15.1484 | 17.2507 | 15.1436 | 18.6311 | 20.7628 | 17.3404 | 17.2467 | 14.923 | 14.4879 | 15.0451
| CHP |  | 9.7275 | 10.112 | 10.1145 | 9.5747 | 9.5763 | 9.5697 | 9.5308 | 9.4936 | 9.4997 | 8.8476 | 8.7897 | 8.8731 | 8.8479 | 8.6102 | 1.0949 | 1.0666 | 1.0667 | 1.0652 | 1.0634 | 0.983 | 0.98224 | 0.98196 | 0.8563 | 0.85614 | 0.85619 | 0 | 0 | 0 | 0 | 0 | 0 | 0 | 0 | 0 | 0
| Gas |  | 120.2444 | 119.1808 | 104.0117 | 94.9263 | 91.6561 | 70.5647 | 52.5703 | 40.6844 | 44.7758 | 47.174 | 35.1802 | 42.6866 | 35.2993 | 39.1079 | 42.3802 | 24.0645 | 24.1549 | 12.2783 | 9.0842 | 3.5517 | 2.21 | 1.9017 | 2.0974 | 2.5119 | 2.4754 | 2.2919 | 2.1573 | 1.2119 | 1.2401 | 1.1062 | 0.816 | 0.69448 | 0.47366 | 0.34021 | 0.25411
| Coal |  | 23.9859 | 7.1068 | 10.5584 | 4.1471 | 0.71523 | 0.37065 | 0 | 0 | 0 | 0 | 0 | 0 | 0 | 0 | 0 | 0 | 0 | 0 | 0 | 0 | 0 | 0 | 0 | 0 | 0 | 0 | 0 | 0 | 0 | 0 | 0 | 0 | 0 | 0 | 0
| Hydro |  | 2.9135 | 6.4499 | 6.4499 | 6.4499 | 6.5998 | 6.5998 | 6.5998 | 6.5998 | 6.5998 | 6.5998 | 6.5998 | 6.5998 | 6.5998 | 6.5998 | 6.5998 | 6.6038 | 6.6038 | 6.6038 | 6.6038 | 6.6038 | 6.6038 | 6.6038 | 6.6038 | 6.6038 | 6.6038 | 6.6038 | 6.6038 | 6.6038 | 6.6038 | 6.6038 | 6.6038 | 6.6038 | 6.6038 | 6.6038 | 6.6038
| Interconnectors |  | 14.9743 | 27.402 | 28.5006 | 37.8289 | 36.5461 | 53.8351 | 67.7717 | 82.2052 | 82.2869 | 81.9655 | 75.7603 | 63.886 | 48.8424 | 40.305 | 29.7326 | 25.1526 | 6.93 | -2.551 | -15.7208 | -15.7701 | -16.6823 | -14.9916 | -14.1104 | -9.938 | -9.906 | -9.906 | -9.906 | -9.906 | -9.906 | -9.906 | -9.906 | -9.906 | -9.906 | -9.906 | -9.906
| Marine |  | 0.00093439 | 0.052555 | 0.087592 | 0.087592 | 0.087592 | 0.087592 | 0.087592 | 1.3139 | 1.5101 | 3.8681 | 5.9107 | 6.5064 | 8.4334 | 10.1852 | 11.9371 | 13.6889 | 13.6889 | 13.6889 | 13.6889 | 13.6889 | 13.6889 | 13.6889 | 15.4408 | 15.4408 | 17.1926 | 19.6207 | 20.3214 | 21.0221 | 22.4236 | 23.1243 | 23.8251 | 24.8762 | 25.9273 | 26.9781 | 28.0182
| Nuclear |  | 67.0942 | 61.3881 | 61.3451 | 61.3086 | 61.2976 | 61.2209 | 61.2371 | 48.5485 | 32.3438 | 32.4217 | 44.9266 | 45.0105 | 60.5299 | 60.4723 | 62.7433 | 74.9983 | 83.0547 | 94.2488 | 101.7846 | 111.5396 | 109.6426 | 108.3759 | 107.3159 | 104.6387 | 104.3516 | 104.6213 | 104.655 | 114.2825 | 115.814 | 116.4514 | 125.3214 | 124.8619 | 127.8988 | 127.2548 | 126.658
| Offshore Wind |  | 14.1267 | 17.1953 | 23.4526 | 25.8801 | 30.5517 | 35.3208 | 39.1988 | 45.202 | 55.3704 | 58.2729 | 63.8595 | 65.9238 | 71.9215 | 76.0986 | 80.3948 | 84.147 | 86.3341 | 92.5166 | 94.6909 | 96.7119 | 102.561 | 102.5699 | 102.5497 | 105.5773 | 107.0361 | 108.8033 | 108.7821 | 108.8091 | 108.9018 | 108.9324 | 108.884 | 108.8144 | 108.705 | 108.6219 | 108.521
| Onshore Wind |  | 9.065 | 14.482 | 16.5703 | 16.7833 | 17.378 | 18.9065 | 21.2399 | 24.5223 | 26.8939 | 27.2437 | 27.8013 | 27.8066 | 27.8009 | 27.8004 | 27.8113 | 27.7843 | 27.7393 | 27.7062 | 27.6897 | 27.5398 | 27.4519 | 27.4467 | 27.4135 | 27.3301 | 27.2357 | 27.1183 | 27.1657 | 27.1803 | 27.2822 | 27.317 | 27.2799 | 27.228 | 27.1643 | 27.1123 | 27.0677
| Solar |  | 0 | 0 | 0 | 0 | 0 | 0.02083 | 0.02083 | 0.078219 | 0.078219 | 0.078219 | 0.078219 | 0.078219 | 0.12366 | 0.21146 | 0.33069 | 0.44993 | 0.48412 | 0.48412 | 0.48412 | 0.48412 | 0.48412 | 0.48412 | 0.48412 | 0.48412 | 0.48412 | 0.48412 | 0.48412 | 0.48412 | 0.48412 | 0.48412 | 0.48412 | 0.48412 | 0.48337 | 0.4826 | 0.4826
| Other Thermal |  | 0 | 0.00060974 | 0.0052272 | 0.018763 | 0.032119 | 0.030467 | 0.041728 | 0.06249 | 0.067215 | 0.0599 | 0.05141 | 0.050648 | 0.02898 | 0.030175 | 0.01944 | 0.018794 | 0.015606 | 0.01296 | 0.011232 | 0.006912 | 0.007344 | 0.007344 | 0.006912 | 0.0063247 | 0.005219 | 0.004284 | 0.003744 | 0.002268 | 0.001944 | 0.00162 | 0.00081 | 0 | 0 | 0 | 0
| Other Renewable |  |  | 0 | 0.23872 | 0.23839 | 0.23832 | 0.23777 | 0.23802 | 0.23822 | 0.23819 | 0.23865 | 0.23868 | 0.23894 | 0.23888 | 0.23891 | 0.23894 | 0.23868 | 0.23865 | 0.23832 | 0.23806 | 0.23727 | 0.23659 | 0.23629 | 0.23616 | 0.23547 | 0.23447 | 0.23392 | 0.23397 | 0.23411 | 0.23482 | 0.23505 | 0.23476 | 0.23449 | 0.2341 | 0.23387 | 0.23371
| TOTAL |  | 275.8015 | 282.7891 | 280.9291 | 278.8388 | 276.1445 | 277.6559 | 279.078 | 280.0537 | 281.5653 | 291.3739 | 293.3809 | 293.0375 | 293.5965 | 294.6686 | 295.0315 | 295.2593 | 293.4912 | 291.0071 | 286.6601 | 285.1261 | 284.487 | 284.6111 | 285.4255 | 287.4444 | 290.2468 | 290.7394 | 291.8446 | 297.9875 | 305.6201 | 309.3573 | 312.4879 | 312.7392 | 312.6445 | 312.1801 | 311.7687
Distributed Output (TWh)
| Fuel Type | 2015 | 2016 | 2017 | 2018 | 2019 | 2020 | 2021 | 2022 | 2023 | 2024 | 2025 | 2026 | 2027 | 2028 | 2029 | 2030 | 2031 | 2032 | 2033 | 2034 | 2035 | 2036 | 2037 | 2038 | 2039 | 2040 | 2041 | 2042 | 2043 | 2044 | 2045 | 2046 | 2047 | 2048 | 2049 | 2050
| Biomass |  | 4.178 | 4.4058 | 4.6594 | 4.9818 | 4.9215 | 4.9062 | 4.9974 | 5.0025 | 4.9857 | 4.9885 | 4.978 | 4.9751 | 4.9735 | 4.9718 | 4.9499 | 4.944 | 4.941 | 4.9383 | 4.9218 | 4.9231 | 4.9274 | 4.9326 | 4.9381 | 4.9445 | 4.9528 | 5.0225 | 5.0259 | 5.0292 | 5.0313 | 5.0334 | 5.0343 | 5.0354 | 5.0367 | 5.0383 | 5.0402
| CCS |  | 0 | 0 | 0 | 0 | 0 | 0 | 0 | 0 | 0 | 0 | 0 | 0 | 0 | 0 | 0 | 0 | 0 | 0 | 0 | 0 | 0 | 0 | 0 | 0 | 0 | 0 | 0 | 0 | 0 | 0 | 0 | 0 | 0 | 0 | 0
| CHP |  | 10.1664 | 8.8485 | 8.7219 | 8.3165 | 8.4294 | 7.5767 | 6.6112 | 6.4661 | 6.3229 | 6.5686 | 5.2211 | 5.8844 | 5.5722 | 5.4183 | 5.6603 | 4.9758 | 5.1979 | 3.8605 | 3.3331 | 1.3848 | 0.96349 | 0.85513 | 0.905 | 1.0395 | 1.0147 | 0.92944 | 0.88836 | 0.62389 | 0.6312 | 0.5877 | 0.48384 | 0.4386 | 0.33836 | 0.30767 | 0.28568
| Gas |  | 1.8556 | 2.16e-05 | 0.00225 | 0.011567 | 0.016045 | 0.013673 | 0.022529 | 0.038889 | 0.040558 | 0.032302 | 0.027332 | 0.02827 | 0.0085644 | 0.0083448 | 0.0001728 | 0.0001692 | 0.0001476 | 0.0001404 | 0.0001188 | 6.48e-05 | 7.2e-05 | 6.48e-05 | 7.2e-05 | 7.56e-05 | 6.12e-05 | 0 | 0 | 0 | 0 | 0 | 0 | 0 | 0 | 0 | 0
| Coal |  | 0.014125 | 0 | 0 | 0 | 0 | 0 | 0 | 0 | 0 | 0 | 0 | 0 | 0 | 0 | 0 | 0 | 0 | 0 | 0 | 0 | 0 | 0 | 0 | 0 | 0 | 0 | 0 | 0 | 0 | 0 | 0 | 0 | 0 | 0 | 0
| Hydro |  | 1.7865 | 0.057183 | 0.057116 | 0.058963 | 0.058963 | 0.058963 | 0.058963 | 0.058963 | 0.058963 | 0.058963 | 0.058963 | 0.058963 | 0.058963 | 0.058963 | 0.058963 | 0.058963 | 0.058963 | 0.058963 | 0.058963 | 0.058963 | 0.058963 | 0.058963 | 0.058963 | 0.058963 | 0.058963 | 0.058963 | 0.058963 | 0.058963 | 0.058963 | 0.058963 | 0.058963 | 0.058963 | 0.058963 | 0.058963 | 0.058963
| Interconnectors |  | 0 | 0 | 0 | 0 | 0 | 0 | 0 | 0 | 0 | 0 | 0 | 0 | 0 | 0 | 0 | 0 | 0 | 0 | 0 | 0 | 0 | 0 | 0 | 0 | 0 | 0 | 0 | 0 | 0 | 0 | 0 | 0 | 0 | 0 | 0
| Marine |  | -0.00093439 | 0.16643 | 0.17238 | 0.20391 | 0.27749 | 0.288 | 0.35808 | 0.38611 | 0.45618 | 0.59107 | 0.66115 | 0.69618 | 0.76626 | 0.80129 | 0.87137 | 0.87137 | 0.9064 | 0.9064 | 0.94144 | 0.94144 | 0.94144 | 0.94144 | 0.94144 | 0.94144 | 0.94144 | 0.94144 | 0.94144 | 0.94144 | 0.94144 | 0.94144 | 0.94144 | 0.94144 | 0.94144 | 0.94143 | 0.94142
| Nuclear |  | 0.0057652 | 0 | 0 | 0 | 0 | 0 | 0 | 0 | 0 | 0 | 0 | 0 | 0 | 0 | 0 | 0 | 0 | 0 | 0 | 0 | 0 | 0 | 0 | 0 | 0 | 0 | 0 | 0 | 0 | 0 | 0 | 0 | 0 | 0 | 0
| Offshore Wind |  | 2.4733 | 2.701 | 2.701 | 3.0643 | 3.0643 | 3.0643 | 3.0643 | 3.0643 | 3.0643 | 3.0643 | 3.0643 | 3.0643 | 3.0643 | 3.0643 | 3.0643 | 3.0643 | 3.0643 | 3.0643 | 3.0643 | 3.0643 | 3.0643 | 3.0643 | 3.0643 | 3.0643 | 3.0643 | 3.0643 | 3.0643 | 3.0643 | 3.0643 | 3.0643 | 3.0643 | 3.0643 | 3.0643 | 3.0643 | 3.0643
| Onshore Wind |  | 12.435 | 10.8409 | 11.2294 | 11.5095 | 11.6718 | 11.8509 | 12.0421 | 12.3264 | 12.6477 | 12.9811 | 13.3183 | 13.6593 | 14.0042 | 14.3499 | 14.6964 | 15.0438 | 15.3887 | 15.7313 | 16.0717 | 16.41 | 16.7463 | 17.0808 | 17.4135 | 17.69 | 17.9651 | 18.2386 | 18.5108 | 18.7816 | 19.0512 | 19.3196 | 19.5869 | 19.8531 | 20.1183 | 20.3826 | 20.6459
| Solar |  | 8.525 | 9.3914 | 9.8771 | 10.3238 | 10.7437 | 11.1883 | 11.8414 | 12.6625 | 13.7247 | 14.9135 | 16.1523 | 17.3648 | 18.4748 | 19.3686 | 20.1964 | 21.0329 | 21.8401 | 22.6176 | 23.4027 | 24.0225 | 24.6117 | 25.0999 | 25.484 | 25.8489 | 26.1385 | 26.3527 | 26.567 | 26.7812 | 26.9954 | 27.2097 | 27.4239 | 27.6381 | 27.8524 | 28.0656 | 28.2783
| Other Thermal |  | 0.2 | 0.004679 | 0.022799 | 0.10649 | 0.21215 | 0.21918 | 0.3173 | 0.41691 | 0.43675 | 0.48543 | 0.43068 | 0.43195 | 0.43156 | 0.41961 | 0.41321 | 0.41715 | 0.31673 | 0.22547 | 0.18173 | 0.074877 | 0.13594 | 0.13314 | 0.12065 | 0.11237 | 0.10219 | 0.10634 | 0.10294 | 0.059606 | 0.067792 | 0.063032 | 0.053539 | 0.06714 | 0.059708 | 0.061644 | 0.072552
| Other Renewable |  | 14.3591 | 15.572 | 16.7864 | 17.5959 | 18.8027 | 19.3836 | 20.2222 | 20.6295 | 21.1082 | 21.6278 | 22.4327 | 23.0628 | 23.7089 | 24.337 | 25.5296 | 26.3666 | 27.1402 | 27.8633 | 28.8866 | 29.4256 | 29.8237 | 30.0667 | 30.2923 | 30.4457 | 30.5176 | 30.5578 | 30.6767 | 30.8061 | 30.9402 | 31.0965 | 31.2525 | 31.4222 | 31.6064 | 31.8298 | 32.0722
| TOTAL |  | 55.9978 | 51.9879 | 54.2296 | 56.1728 | 58.198 | 58.5498 | 59.5355 | 61.0521 | 62.8458 | 65.3115 | 66.3448 | 69.2259 | 71.0632 | 72.7982 | 75.4405 | 76.775 | 78.8544 | 79.2663 | 80.8623 | 80.3055 | 81.2732 | 82.2329 | 83.2183 | 84.1458 | 84.7556 | 85.2721 | 85.8364 | 86.1463 | 86.7817 | 87.3746 | 87.8997 | 88.5193 | 89.0765 | 89.7502 | 90.4595

## ES6
Slow Progression 2017 - Installed Capacity
Total Capacity (MW)
| Fuel Type | 2015 | 2016 | 2017 | 2018 | 2019 | 2020 | 2021 | 2022 | 2023 | 2024 | 2025 | 2026 | 2027 | 2028 | 2029 | 2030 | 2031 | 2032 | 2033 | 2034 | 2035 | 2036 | 2037 | 2038 | 2039 | 2040 | 2041 | 2042 | 2043 | 2044 | 2045 | 2046 | 2047 | 2048 | 2049 | 2050
| Storage |  | 3589 | 3705 | 4106 | 5266 | 5699 | 5699 | 5701 | 5726 | 5738 | 5910 | 5960 | 5980 | 6042 | 6721 | 6816 | 6974 | 7437 | 7455 | 7469 | 7468 | 7247 | 7291 | 7332 | 7417 | 7452 | 7552 | 7682 | 7753 | 7838 | 7906 | 8098 | 8177 | 8250 | 8305 | 8380
| Biomass |  | 2841.9977 | 3100.5122 | 3156.9297 | 3560.4664 | 3575.4893 | 3874.5358 | 3984.5229 | 4003.6998 | 4025.4054 | 4049.2598 | 4073.1632 | 3995.5207 | 3981.4198 | 4003.0877 | 3930.6097 | 3949.1538 | 3968.0482 | 3945.7525 | 3967.4231 | 3959.2458 | 3987.2899 | 4011.7469 | 4040.0048 | 4070.1966 | 4104.2945 | 4142.2839 | 4185.3557 | 4227.4735 | 4275.8177 | 4332.1501 | 4112.8779 | 3981.1538 | 3800.9726 | 3728.5059 | 3607.5507
| CCS |  | 0 | 0 | 0 | 0 | 0 | 0 | 0 | 0 | 0 | 0 | 0 | 0 | 0 | 0 | 0 | 0 | 0 | 0 | 0 | 0 | 0 | 0 | 0 | 0 | 0 | 0 | 0 | 0 | 0 | 0 | 0 | 0 | 0 | 0 | 0
| CHP |  | 4023.0149 | 4347.5698 | 4450.7216 | 4429.9328 | 4360.6991 | 4427.618 | 4526.7981 | 4696.1984 | 4723.2985 | 4614.7133 | 4673.4535 | 4771.8496 | 4802.5738 | 4852.3156 | 3706.177 | 3808.6635 | 3868.8038 | 3793.6338 | 3855.8171 | 4016.3631 | 4113.2886 | 4176.9815 | 4229.2197 | 4294.6712 | 4337.1178 | 4379.4024 | 4417.7227 | 4452.4015 | 4487.3816 | 4518.843 | 4549.1398 | 4576.4474 | 4596.915 | 4609.3221 | 4618.0264
| Gas |  | 29122 | 28992 | 27506 | 26505 | 26068 | 24731 | 23181 | 22849 | 23034 | 22853 | 22287 | 20441 | 19701 | 19487 | 18501 | 17581 | 15826 | 12973 | 12973 | 11515 | 11515 | 11515 | 11488 | 10193 | 10193 | 10323 | 10000 | 9500 | 9000 | 8500 | 8000 | 7500 | 7000 | 6500 | 6000
| Coal |  | 12808 | 12747 | 10377 | 6922 | 3272 | 1284 | 1284 | 0 | 0 | 0 | 0 | 0 | 0 | 0 | 0 | 0 | 0 | 0 | 0 | 0 | 0 | 0 | 0 | 0 | 0 | 0 | 0 | 0 | 0 | 0 | 0 | 0 | 0 | 0 | 0
| Hydro |  | 1743.1394 | 1758.3526 | 1773.4421 | 1788.4071 | 1799.3946 | 1856.1638 | 1866.7111 | 1877.0321 | 1887.1222 | 1905.989 | 1915.6402 | 1925.0828 | 1934.3239 | 1943.3702 | 1952.228 | 1960.9036 | 1969.403 | 1977.732 | 1985.8857 | 1993.859 | 2001.6459 | 2009.2396 | 2016.6325 | 2023.8158 | 2030.7795 | 2037.5117 | 2081.9982 | 2138.222 | 2194.1617 | 2249.7894 | 2305.0673 | 2359.939 | 2414.307 | 2467.897 | 2521.0655
| Interconnectors |  | 3800 | 4005 | 4005 | 4005 | 5005 | 6005 | 7405 | 9805 | 11205 | 11205 | 13605 | 15005 | 15005 | 15005 | 15005 | 15005 | 15005 | 15005 | 15005 | 15005 | 15005 | 15005 | 15005 | 15005 | 15005 | 15005 | 15005 | 15005 | 15005 | 15005 | 15005 | 15005 | 15005 | 15005 | 15005
| Marine |  | 56 | 62.5 | 62.5 | 73 | 74.2 | 84.2 | 94.2 | 104.2 | 114.2 | 485.2 | 495.2 | 661.2 | 754.2 | 1017.2 | 1087.2 | 1097.2 | 1127.2 | 1137.2 | 1657.2 | 2157.2 | 2667.2 | 2667.2 | 2667.2 | 2667.2 | 2667.2 | 3167.2 | 3167.2 | 3660.2 | 3660.2 | 4160.2 | 4160.2 | 4660.2 | 5060.2 | 5460.2 | 5860.2
| Nuclear |  | 8974 | 8974 | 8974 | 8974 | 8974 | 8974 | 8027 | 7115 | 4752 | 4752 | 4752 | 4752 | 3832 | 2616 | 4016 | 5686 | 5686 | 7356 | 7356 | 9026 | 9026 | 9026 | 9026 | 9026 | 9026 | 9026 | 9500 | 10000 | 10500 | 11000 | 11500 | 12500 | 13600 | 14600 | 16200
| Offshore Wind |  | 5077.8 | 5077.8 | 6889.8 | 8492.8 | 9427.8 | 9827.8 | 10127.8 | 11931.7 | 13627.7 | 14872.7 | 16588.7 | 17338.7 | 17838.7 | 18338.7 | 19338.7 | 19838.7 | 21338.7 | 21838.7 | 22838.7 | 23338.7 | 23838.7 | 23838.7 | 23838.7 | 23838.7 | 23838.7 | 23838.7 | 23838.7 | 23838.7 | 23838.7 | 23838.7 | 23838.7 | 23838.7 | 23838.7 | 23838.7 | 23838.7
| Onshore Wind |  | 10379.6549 | 11385.7317 | 12258.5499 | 12540.3215 | 12792.5899 | 12971.8162 | 13358.478 | 14206.56 | 15586.8726 | 16458.5807 | 17109.8497 | 17320.8467 | 17605.7408 | 17694.7044 | 17782.99 | 17870.6316 | 17957.6605 | 18044.106 | 18127.0721 | 18206.7303 | 18283.243 | 18356.7644 | 18427.4405 | 18495.4099 | 18560.8038 | 18623.747 | 18684.3576 | 18742.748 | 18799.0245 | 18853.2883 | 18905.6355 | 18956.1571 | 19004.9397 | 19052.0655 | 19097.6127
| Solar |  | 11313.875 | 12263.7475 | 12808.3069 | 13335.1935 | 13842.4114 | 14382.4962 | 15049.3172 | 15763.9555 | 16673.6523 | 17871.3426 | 19115.4128 | 20474.5618 | 21747.7141 | 22733.9637 | 23632.535 | 24442.7555 | 25164.0354 | 25845.8526 | 26637.741 | 27160.3243 | 27642.2959 | 28040.2185 | 28399.9439 | 28709.2646 | 29018.5852 | 29302.9059 | 29587.2265 | 29871.5472 | 30155.8678 | 30440.1885 | 30724.5091 | 31008.8298 | 31293.1504 | 31577.4711 | 31861.7917
| Other Thermal |  | 2974.3657 | 3436.2528 | 4071.874 | 4858.4426 | 5233.1437 | 5681.7269 | 6112.0321 | 6647.3563 | 7260.9136 | 7924.8913 | 8585.8319 | 9244.8122 | 9967.2914 | 10770.7853 | 11315.6792 | 11747.0986 | 12126.6002 | 12444.7201 | 12693.3276 | 12799.9798 | 12866.5183 | 12892.1304 | 12917.8322 | 12943.6242 | 12955.1053 | 12966.6011 | 12978.1115 | 12989.6366 | 13001.1764 | 13012.731 | 13024.3003 | 13035.8846 | 13047.4837 | 13059.0977 | 13070.7267
| Other Renewable |  | 2794.4655 | 2897.3417 | 3239.4755 | 3420.3828 | 3646.3986 | 3766.2812 | 3889.7752 | 4004.4316 | 4133.7499 | 4270.6487 | 4450.2428 | 4619.3599 | 4809.6544 | 5008.1442 | 5239.5356 | 5435.7236 | 5617.2878 | 5782.605 | 5987.7522 | 6130.2419 | 6252.6128 | 6325.8199 | 6373.1791 | 6399.66 | 6407.3271 | 6424.9894 | 6448.4811 | 6477.9051 | 6515.4322 | 6560.9072 | 6613.0385 | 6671.8012 | 6733.0927 | 6801.0132 | 6868.2659
| TOTAL |  | 99497.3131 | 102752.8082 | 103679.5997 | 104170.9465 | 103770.1266 | 103565.6381 | 104607.6346 | 108730.1337 | 112761.9145 | 117173.3254 | 123611.4942 | 126529.9337 | 128021.6181 | 130191.271 | 132323.6546 | 135396.8302 | 137091.7389 | 137599.3021 | 140553.9188 | 142776.6441 | 144445.7944 | 145155.8012 | 145761.1528 | 145083.5422 | 145595.9132 | 146789.3414 | 147576.1533 | 148656.8339 | 149270.7618 | 150377.7974 | 150836.4684 | 152271.1129 | 153644.761 | 155004.2725 | 156928.9396
| GB ACS Peak Demand |  | 60900 | 61800 | 61100 | 60700 | 60200 | 60000 | 59800 | 59900 | 60000 | 60000 | 60300 | 60400 | 60700 | 60900 | 61200 | 61600 | 61900 | 62300 | 62500 | 62600 | 62600 | 62900 | 63200 | 63600 | 64000 | 64600 | 65000 | 65500 | 66000 | 66500 | 66900 | 67500 | 68000 | 68700 | 69500
Transmission Capacity (MW)
| Fuel Type | 2015 | 2016 | 2017 | 2018 | 2019 | 2020 | 2021 | 2022 | 2023 | 2024 | 2025 | 2026 | 2027 | 2028 | 2029 | 2030 | 2031 | 2032 | 2033 | 2034 | 2035 | 2036 | 2037 | 2038 | 2039 | 2040 | 2041 | 2042 | 2043 | 2044 | 2045 | 2046 | 2047 | 2048 | 2049 | 2050
| Storage |  | 2744 | 2793 | 2818 | 2818 | 2868 | 2868 | 2868 | 2868 | 2868 | 2968 | 2968 | 2968 | 2968 | 3580 | 3580 | 3580 | 3980 | 3980 | 3980 | 3980 | 3980 | 3980 | 3980 | 3980 | 3980 | 3980 | 3980 | 3980 | 3980 | 3980 | 3980 | 3980 | 3980 | 3980 | 3980
| Biomass |  | 2099 | 2099 | 2099 | 2489 | 2489 | 2774 | 2774 | 2774 | 2774 | 2774 | 2774 | 2674 | 2674 | 2674 | 2580 | 2580 | 2580 | 2580 | 2580 | 2580 | 2580 | 2580 | 2580 | 2580 | 2580 | 2580 | 2580 | 2580 | 2580 | 2580 | 2300 | 2100 | 1850 | 1700 | 1500
| Gas |  | 29122 | 28992 | 27506 | 26505 | 26068 | 24731 | 23181 | 22849 | 23034 | 22853 | 22287 | 20441 | 19701 | 19487 | 18501 | 17581 | 15826 | 12973 | 12973 | 11515 | 11515 | 11515 | 11488 | 10193 | 10193 | 10323 | 10000 | 9500 | 9000 | 8500 | 8000 | 7500 | 7000 | 6500 | 6000
| CCS |  | 0 | 0 | 0 | 0 | 0 | 0 | 0 | 0 | 0 | 0 | 0 | 0 | 0 | 0 | 0 | 0 | 0 | 0 | 0 | 0 | 0 | 0 | 0 | 0 | 0 | 0 | 0 | 0 | 0 | 0 | 0 | 0 | 0 | 0 | 0
| CHP (Non-renewable) |  | 1840 | 1840 | 1840 | 1840 | 1685 | 1695 | 1695 | 1695 | 1695 | 1537 | 1537 | 1537 | 1537 | 1537 | 319 | 319 | 319 | 178 | 178 | 178 | 178 | 166 | 166 | 130 | 130 | 130 | 120 | 110 | 100 | 90 | 80 | 70 | 60 | 50 | 40
| Coal |  | 12808 | 12747 | 10377 | 6922 | 3272 | 1284 | 1284 | 0 | 0 | 0 | 0 | 0 | 0 | 0 | 0 | 0 | 0 | 0 | 0 | 0 | 0 | 0 | 0 | 0 | 0 | 0 | 0 | 0 | 0 | 0 | 0 | 0 | 0 | 0 | 0
| Other Thermal |  | 538 | 538 | 538 | 538 | 411 | 352 | 252 | 177 | 177 | 177 | 177 | 87 | 87 | 87 | 87 | 87 | 87 | 87 | 87 | 87 | 87 | 87 | 87 | 87 | 87 | 87 | 87 | 87 | 87 | 87 | 87 | 87 | 87 | 87 | 87
| Hydro |  | 1207 | 1207 | 1207 | 1207 | 1207 | 1253 | 1253 | 1253 | 1253 | 1262 | 1262 | 1262 | 1262 | 1262 | 1262 | 1262 | 1262 | 1262 | 1262 | 1262 | 1262 | 1262 | 1262 | 1262 | 1262 | 1262 | 1300 | 1350 | 1400 | 1450 | 1500 | 1550 | 1600 | 1650 | 1700
| Interconnectors |  | 3800 | 4005 | 4005 | 4005 | 5005 | 6005 | 7405 | 9805 | 11205 | 11205 | 13605 | 15005 | 15005 | 15005 | 15005 | 15005 | 15005 | 15005 | 15005 | 15005 | 15005 | 15005 | 15005 | 15005 | 15005 | 15005 | 15005 | 15005 | 15005 | 15005 | 15005 | 15005 | 15005 | 15005 | 15005
| Nuclear |  | 8974 | 8974 | 8974 | 8974 | 8974 | 8974 | 8027 | 7115 | 4752 | 4752 | 4752 | 4752 | 3832 | 2616 | 4016 | 5686 | 5686 | 7356 | 7356 | 9026 | 9026 | 9026 | 9026 | 9026 | 9026 | 9026 | 9500 | 10000 | 10500 | 11000 | 11500 | 12500 | 13600 | 14600 | 16200
| Offshore Wind |  | 4335 | 4335 | 6147 | 7750 | 8685 | 9085 | 9385 | 11089 | 12785 | 14030 | 15746 | 16496 | 16996 | 17496 | 18496 | 18996 | 20496 | 20996 | 21996 | 22496 | 22996 | 22996 | 22996 | 22996 | 22996 | 22996 | 22996 | 22996 | 22996 | 22996 | 22996 | 22996 | 22996 | 22996 | 22996
| Onshore Wind |  | 5589 | 6222 | 6911 | 7062 | 7257 | 7369 | 7683 | 8452 | 9752 | 10542 | 11110 | 11236 | 11434 | 11434 | 11434 | 11434 | 11434 | 11434 | 11434 | 11434 | 11434 | 11434 | 11434 | 11434 | 11434 | 11434 | 11434 | 11434 | 11434 | 11434 | 11434 | 11434 | 11434 | 11434 | 11434
| Solar |  | 0 | 0 | 0 | 0 | 0 | 0 | 0 | 25 | 25 | 95 | 95 | 95 | 95 | 95 | 95 | 95 | 95 | 95 | 95 | 95 | 95 | 95 | 95 | 95 | 95 | 95 | 95 | 95 | 95 | 95 | 95 | 95 | 95 | 95 | 95
| Marine |  | 15 | 15 | 15 | 25 | 25 | 25 | 25 | 25 | 25 | 375 | 375 | 521 | 604 | 857 | 907 | 907 | 907 | 907 | 1407 | 1907 | 2407 | 2407 | 2407 | 2407 | 2407 | 2907 | 2907 | 3400 | 3400 | 3900 | 3900 | 4400 | 4800 | 5200 | 5600
| Other Renewable (inc CHP) |  | 0 | 0 | 36 | 36 | 36 | 36 | 36 | 36 | 36 | 36 | 36 | 36 | 36 | 36 | 36 | 36 | 36 | 36 | 36 | 36 | 36 | 36 | 36 | 36 | 36 | 36 | 36 | 36 | 36 | 36 | 36 | 36 | 36 | 36 | 36
| TOTAL |  | 73071 | 73767 | 72473 | 70171 | 67982 | 66451 | 65868 | 68163 | 70381 | 72606 | 76724 | 77110 | 76231 | 76166 | 76318 | 77568 | 77713 | 76889 | 78389 | 79601 | 80601 | 80589 | 80562 | 79231 | 79231 | 79861 | 80040 | 80573 | 80613 | 81153 | 80913 | 81753 | 82543 | 83333 | 84673
A further breakdown of transmission storage and gas capacity out to 2040 is provided below:
Storage:
| Battery Storage |  | 0 | 49 | 74 | 74 | 123.9 | 123.9 | 123.9 | 123.9 | 123.9 | 123.9 | 123.9 | 123.9 | 123.9 | 123.9 | 123.9 | 123.9 | 123.9 | 123.9 | 123.9 | 123.9 | 123.9 | 123.9 | 123.9 | 123.9 | 123.9
| CAES Storage |  | 0 | 0 | 0 | 0 | 0 | 0 | 0 | 0 | 0 | 0 | 0 | 0 | 0 | 0 | 0 | 0 | 0 | 0 | 0 | 0 | 0 | 0 | 0 | 0 | 0
| Pumped_Storage |  | 2744 | 2744 | 2744 | 2744 | 2744 | 2744 | 2744 | 2744 | 2744 | 2844 | 2844 | 2844 | 2844 | 3456 | 3456 | 3456 | 3856 | 3856 | 3856 | 3856 | 3856 | 3856 | 3856 | 3856 | 3856
Gas:
| CCGT |  | 28121 | 27991 | 26505 | 26104 | 25374 | 24265 | 22715 | 22383 | 22568 | 22387 | 21662 | 19816 | 19076 | 18862 | 17577 | 16657 | 14902 | 12049 | 12049 | 10591 | 10591 | 10591 | 10591 | 9296 | 9296
| OCGT |  | 1001 | 1001 | 1001 | 401 | 694 | 466 | 466 | 466 | 466 | 466 | 625 | 625 | 625 | 625 | 924 | 924 | 924 | 924 | 924 | 924 | 924 | 924 | 897 | 897 | 897
Distributed & Sub 1MW Capacity (MW)
| Fuel Type | 2015 | 2016 | 2017 | 2018 | 2019 | 2020 | 2021 | 2022 | 2023 | 2024 | 2025 | 2026 | 2027 | 2028 | 2029 | 2030 | 2031 | 2032 | 2033 | 2034 | 2035 | 2036 | 2037 | 2038 | 2039 | 2040 | 2041 | 2042 | 2043 | 2044 | 2045 | 2046 | 2047 | 2048 | 2049 | 2050
| Biomass |  | 742.9977 | 1001.5122 | 1057.9297 | 1071.4664 | 1086.4893 | 1100.5358 | 1210.5229 | 1229.6998 | 1251.4054 | 1275.2598 | 1299.1632 | 1321.5207 | 1307.4198 | 1329.0877 | 1350.6097 | 1369.1538 | 1388.0482 | 1365.7525 | 1387.4231 | 1379.2458 | 1407.2899 | 1431.7469 | 1460.0048 | 1490.1966 | 1524.2945 | 1562.2839 | 1605.3557 | 1647.4735 | 1695.8177 | 1752.1501 | 1812.8779 | 1881.1538 | 1950.9726 | 2028.5059 | 2107.5507
| CHP (Non-renewable) |  | 2183.0149 | 2507.5698 | 2610.7216 | 2589.9328 | 2675.6991 | 2732.618 | 2831.7981 | 3001.1984 | 3028.2985 | 3077.7133 | 3136.4535 | 3234.8496 | 3265.5738 | 3315.3156 | 3387.177 | 3489.6635 | 3549.8038 | 3615.6338 | 3677.8171 | 3838.3631 | 3935.2886 | 4010.9815 | 4063.2197 | 4164.6712 | 4207.1178 | 4249.4024 | 4297.7227 | 4342.4015 | 4387.3816 | 4428.843 | 4469.1398 | 4506.4474 | 4536.915 | 4559.3221 | 4578.0264
| Hydro |  | 536.1394 | 551.3526 | 566.4421 | 581.4071 | 592.3946 | 603.1638 | 613.7111 | 624.0321 | 634.1222 | 643.989 | 653.6402 | 663.0828 | 672.3239 | 681.3702 | 690.228 | 698.9036 | 707.403 | 715.732 | 723.8857 | 731.859 | 739.6459 | 747.2396 | 754.6325 | 761.8158 | 768.7795 | 775.5117 | 781.9982 | 788.222 | 794.1617 | 799.7894 | 805.0673 | 809.939 | 814.307 | 817.897 | 821.0655
| Marine |  | 41 | 47.5 | 47.5 | 48 | 49.2 | 59.2 | 69.2 | 79.2 | 89.2 | 110.2 | 120.2 | 140.2 | 150.2 | 160.2 | 180.2 | 190.2 | 220.2 | 230.2 | 250.2 | 250.2 | 260.2 | 260.2 | 260.2 | 260.2 | 260.2 | 260.2 | 260.2 | 260.2 | 260.2 | 260.2 | 260.2 | 260.2 | 260.2 | 260.2 | 260.2
| Offshore Wind |  | 742.8 | 742.8 | 742.8 | 742.8 | 742.8 | 742.8 | 742.8 | 842.7 | 842.7 | 842.7 | 842.7 | 842.7 | 842.7 | 842.7 | 842.7 | 842.7 | 842.7 | 842.7 | 842.7 | 842.7 | 842.7 | 842.7 | 842.7 | 842.7 | 842.7 | 842.7 | 842.7 | 842.7 | 842.7 | 842.7 | 842.7 | 842.7 | 842.7 | 842.7 | 842.7
| Onshore Wind |  | 4790.6549 | 5163.7317 | 5347.5499 | 5478.3215 | 5535.5899 | 5602.8162 | 5675.478 | 5754.56 | 5834.8726 | 5916.5807 | 5999.8497 | 6084.8467 | 6171.7408 | 6260.7044 | 6348.99 | 6436.6316 | 6523.6605 | 6610.106 | 6693.0721 | 6772.7303 | 6849.243 | 6922.7644 | 6993.4405 | 7061.4099 | 7126.8038 | 7189.747 | 7250.3576 | 7308.748 | 7365.0245 | 7419.2883 | 7471.6355 | 7522.1571 | 7570.9397 | 7618.0655 | 7663.6127
| Other Renewable (inc CHP) |  | 2794.4655 | 2897.3417 | 3203.4755 | 3384.3828 | 3610.3986 | 3730.2812 | 3853.7752 | 3968.4316 | 4097.7499 | 4234.6487 | 4414.2428 | 4583.3599 | 4773.6544 | 4972.1442 | 5203.5356 | 5399.7236 | 5581.2878 | 5746.605 | 5951.7522 | 6094.2419 | 6216.6128 | 6289.8199 | 6337.1791 | 6363.66 | 6371.3271 | 6388.9894 | 6412.4811 | 6441.9051 | 6479.4322 | 6524.9072 | 6577.0385 | 6635.8012 | 6697.0927 | 6765.0132 | 6832.2659
| Other Thermal |  | 2436.3657 | 2898.2528 | 3533.874 | 4320.4426 | 4822.1437 | 5329.7269 | 5860.0321 | 6470.3563 | 7083.9136 | 7747.8913 | 8408.8319 | 9157.8122 | 9880.2914 | 10683.7853 | 11228.6792 | 11660.0986 | 12039.6002 | 12357.7201 | 12606.3276 | 12712.9798 | 12779.5183 | 12805.1304 | 12830.8322 | 12856.6242 | 12868.1053 | 12879.6011 | 12891.1115 | 12902.6366 | 12914.1764 | 12925.731 | 12937.3003 | 12948.8846 | 12960.4837 | 12972.0977 | 12983.7267
| Solar |  | 11313.875 | 12263.7475 | 12808.3069 | 13335.1935 | 13842.4114 | 14382.4962 | 15049.3172 | 15738.9555 | 16648.6523 | 17776.3426 | 19020.4128 | 20379.5618 | 21652.7141 | 22638.9637 | 23537.535 | 24347.7555 | 25069.0354 | 25750.8526 | 26542.741 | 27065.3243 | 27547.2959 | 27945.2185 | 28304.9439 | 28614.2646 | 28923.5852 | 29207.9059 | 29492.2265 | 29776.5472 | 30060.8678 | 30345.1885 | 30629.5091 | 30913.8298 | 31198.1504 | 31482.4711 | 31766.7917
| Storage |  | 845 | 912 | 1288 | 2448 | 2831 | 2831 | 2833 | 2858 | 2870 | 2942 | 2992 | 3012 | 3074 | 3141 | 3236 | 3394 | 3457 | 3475 | 3489 | 3488 | 3267 | 3311 | 3352 | 3437 | 3472 | 3572 | 3702 | 3773 | 3858 | 3926 | 4118 | 4197 | 4270 | 4325 | 4400
| TOTAL |  | 26426.3131 | 28985.8082 | 31206.5997 | 33999.9465 | 35788.1266 | 37114.6381 | 38739.6346 | 40567.1337 | 42380.9145 | 44567.3254 | 46887.4942 | 49419.9337 | 51790.6181 | 54025.271 | 56005.6546 | 57828.8302 | 59378.7389 | 60710.3021 | 62164.9188 | 63175.6441 | 63844.7944 | 64566.8012 | 65199.1528 | 65852.5422 | 66364.9132 | 66928.3414 | 67536.1533 | 68083.8339 | 68657.7618 | 69224.7974 | 69923.4684 | 70518.1129 | 71101.761 | 71671.2725 | 72255.9396
A further breakdown of distributed and sub 1MW capacities are provided on ES12
72255.9396

## ES7
Slow Progression 2017 - Generation output by technology
Total Output (TWh)
| Fuel Type | 2015 | 2016 | 2017 | 2018 | 2019 | 2020 | 2021 | 2022 | 2023 | 2024 | 2025 | 2026 | 2027 | 2028 | 2029 | 2030 | 2031 | 2032 | 2033 | 2034 | 2035 | 2036 | 2037 | 2038 | 2039 | 2040 | 2041 | 2042 | 2043 | 2044 | 2045 | 2046 | 2047 | 2048 | 2049 | 2050
| Biomass |  | 17.847 | 19.7077 | 19.8788 | 22.1648 | 21.8941 | 22.0971 | 22.1451 | 22.1903 | 21.9551 | 21.6545 | 20.6967 | 20.7481 | 20.4807 | 22.0054 | 21.7696 | 21.3944 | 21.0848 | 20.9687 | 20.8623 | 18.0389 | 19.0091 | 18.725 | 19.9995 | 19.6436 | 20.0231 | 19.9968 | 19.7159 | 18.9413 | 18.3198 | 17.3056 | 15.7318 | 13.3949 | 12.0643 | 11.6587 | 11.2356
| CCS |  | 0 | 0 | 0 | 0 | 0 | 0 | 0 | 0 | 0 | 0 | 0 | 0 | 0 | 0 | 0 | 0 | 0 | 0 | 0 | 0 | 0 | 0 | 0 | 0 | 0 | 0 | 0 | 0 | 0 | 0 | 0 | 0 | 0 | 0 | 0
| CHP |  | 19.8939 | 18.2903 | 17.716 | 16.6209 | 16.1127 | 16.7977 | 16.4162 | 16.3741 | 16.2286 | 15.8146 | 15.4471 | 14.8958 | 14.9778 | 15.5002 | 8.0831 | 7.6884 | 7.6697 | 7.3812 | 7.1827 | 5.888 | 5.786 | 5.5394 | 5.972 | 5.8037 | 5.8406 | 5.5673 | 5.3862 | 4.9714 | 4.7768 | 4.2819 | 4.2885 | 3.8395 | 3.4346 | 3.0419 | 2.5794
| Gas |  | 122.1 | 123.0184 | 98.0518 | 88.337 | 85.2445 | 84.611 | 73.836 | 65.4964 | 68.018 | 66.1844 | 67.1402 | 58.1591 | 57.4544 | 63.5494 | 61.0977 | 50.4738 | 43.2388 | 30.9025 | 28.7912 | 19.3418 | 17.9916 | 16.5513 | 18.7561 | 17.191 | 16.642 | 16.3339 | 14.5717 | 12.2309 | 10.7475 | 8.8914 | 8.2249 | 6.6452 | 5.4748 | 4.5164 | 3.325
| Coal |  | 24 | 14.8396 | 30.2288 | 28.8672 | 18.8031 | 7.6193 | 7.4901 | 3.5926 | 0 | 0 | 0 | 0 | 0 | 0 | 0 | 0 | 0 | 0 | 0 | 0 | 0 | 0 | 0 | 0 | 0 | 0 | 0 | 0 | 0 | 0 | 0 | 0 | 0 | 0 | 0
| Hydro |  | 4.7 | 6.5071 | 6.507 | 6.5088 | 6.5088 | 6.6588 | 6.6588 | 6.6588 | 6.6611 | 6.6628 | 6.6628 | 6.6628 | 6.6628 | 6.659 | 6.6587 | 6.662 | 6.6628 | 6.6628 | 6.6628 | 6.6628 | 6.6628 | 6.6628 | 6.6628 | 6.6628 | 6.6628 | 6.6628 | 6.6628 | 6.6628 | 6.6628 | 6.6628 | 6.6628 | 6.6627 | 6.6618 | 6.6626 | 6.6628
| Interconnectors |  | 14.9743 | 20.7268 | 18.96 | 19.4113 | 25.4527 | 32.3093 | 45.3746 | 54.5954 | 61.8893 | 56.1214 | 57.0895 | 61.2176 | 64.0913 | 59.1214 | 53.3798 | 51.277 | 53.651 | 51.6101 | 46.9215 | 45.7299 | 41.3253 | 43.9681 | 39.8813 | 43.4904 | 44.7483 | 44.7483 | 44.7483 | 44.7483 | 44.7483 | 44.7483 | 44.7483 | 44.7483 | 44.7483 | 44.7483 | 44.7483
| Marine |  | 0 | 0.21898 | 0.21898 | 0.25577 | 0.25997 | 0.29501 | 0.33005 | 0.36508 | 0.40012 | 1.7 | 1.735 | 2.3166 | 2.6425 | 3.564 | 3.8092 | 3.8442 | 3.9494 | 3.9844 | 5.8063 | 7.5582 | 9.345 | 9.345 | 9.345 | 9.345 | 9.345 | 11.0969 | 11.0969 | 12.8242 | 12.8242 | 14.5756 | 14.5753 | 16.3258 | 17.7259 | 19.1257 | 20.5259
| Nuclear |  | 67.1 | 61.3881 | 61.3548 | 61.3189 | 61.2841 | 61.1794 | 54.7111 | 48.4679 | 32.1976 | 32.1134 | 31.809 | 31.9854 | 26.2887 | 18.4549 | 28.8291 | 41.1342 | 40.9021 | 53.0116 | 52.7368 | 63.6295 | 63.5078 | 63.0907 | 63.2723 | 62.6004 | 62.692 | 62.4873 | 65.5384 | 68.4167 | 71.3684 | 73.7048 | 76.1624 | 79.4188 | 81.4306 | 82.3177 | 83.9024
| Offshore Wind |  | 16.6 | 17.6385 | 24.1265 | 29.6978 | 33.2163 | 34.9209 | 36.2821 | 42.858 | 48.9825 | 53.0568 | 59.4126 | 62.4834 | 64.7987 | 66.9131 | 70.7941 | 72.8563 | 78.8343 | 80.8674 | 85.0311 | 87.0372 | 89.0922 | 89.0453 | 89.0701 | 89.0515 | 89.0597 | 89.0088 | 88.9984 | 88.9261 | 88.9049 | 88.8186 | 88.7992 | 88.6649 | 88.5556 | 88.4404 | 88.2921
| Onshore Wind |  | 21.5 | 25.2689 | 27.4253 | 27.9561 | 28.4598 | 28.8383 | 29.6691 | 31.6501 | 34.9952 | 37.0379 | 38.2695 | 39.0328 | 39.8435 | 40.2398 | 40.4321 | 40.5752 | 40.7179 | 40.8548 | 40.9925 | 41.0703 | 41.1567 | 41.2962 | 41.4504 | 41.5349 | 41.6793 | 41.7705 | 41.887 | 41.9471 | 42.0604 | 42.0974 | 42.2025 | 42.1845 | 42.2347 | 42.2843 | 42.2887
| Solar |  | 8.525 | 9.2407 | 9.651 | 10.048 | 10.4302 | 10.8372 | 11.3396 | 11.8801 | 12.5655 | 13.4726 | 14.41 | 15.4341 | 16.3935 | 17.1366 | 17.8137 | 18.4242 | 18.9677 | 19.4814 | 20.0781 | 20.4718 | 20.835 | 21.1349 | 21.4059 | 21.639 | 21.872 | 22.0863 | 22.3005 | 22.5147 | 22.729 | 22.9404 | 23.1533 | 23.3616 | 23.5706 | 23.7783 | 23.9893
| Other Thermal |  | 0.2 | 0.010577 | 0.011435 | 0.092299 | 0.38866 | 0.68093 | 0.71807 | 1.061 | 1.452 | 1.5042 | 1.6454 | 1.8484 | 2.2531 | 2.8264 | 2.8868 | 2.32 | 2.1489 | 2.4975 | 2.3711 | 2.0267 | 1.7444 | 1.6167 | 1.558 | 1.7863 | 1.6971 | 1.6278 | 1.5932 | 1.5543 | 1.5626 | 1.5186 | 1.5906 | 1.4508 | 1.3215 | 1.2063 | 0.98816
| Other Renewable |  | 14.3591 | 15.5043 | 17.3154 | 18.3071 | 19.5276 | 20.2411 | 21.3 | 21.936 | 22.6443 | 23.3874 | 24.3531 | 25.2637 | 26.3005 | 27.3592 | 28.591 | 29.6373 | 30.6053 | 31.507 | 32.5954 | 33.3672 | 34.0148 | 34.4109 | 34.6683 | 34.8143 | 34.806 | 34.8893 | 34.9969 | 35.1209 | 35.2796 | 35.4705 | 35.6838 | 35.9237 | 36.1705 | 36.4438 | 36.7129
| TOTAL |  | 331.7993 | 332.36 | 331.4458 | 329.586 | 327.5826 | 327.0861 | 326.2708 | 327.1257 | 327.9891 | 328.7101 | 338.6711 | 340.0478 | 342.1875 | 343.3294 | 344.1449 | 346.2872 | 348.4327 | 349.7293 | 350.0318 | 350.8223 | 350.4709 | 351.3863 | 352.0417 | 353.5629 | 355.0679 | 356.2758 | 357.4962 | 358.8587 | 359.9842 | 361.0158 | 361.8236 | 362.6208 | 363.3931 | 364.2245 | 365.2506
| Carbon Intensity (gCO2/kWh) |  | 242.5972 | 211.3371 | 224.7124 | 209.4811 | 180.5546 | 151.9924 | 144.6245 | 126.139 | 121.6817 | 115.4428 | 112.5379 | 101.922 | 102.5864 | 110.0465 | 94.4661 | 78.2233 | 69.0911 | 53.7489 | 49.7918 | 35.9971 | 33.0548 | 30.8991 | 33.2397 | 31.965 | 31.1309 | 29.9832 | 27.5909 | 24.2795 | 22.3365 | 19.5294 | 18.9065 | 16.17 | 13.973 | 12.0841 | 9.5634
Transmission Output (TWh)
| Fuel Type | 2015 | 2016 | 2017 | 2018 | 2019 | 2020 | 2021 | 2022 | 2023 | 2024 | 2025 | 2026 | 2027 | 2028 | 2029 | 2030 | 2031 | 2032 | 2033 | 2034 | 2035 | 2036 | 2037 | 2038 | 2039 | 2040 | 2041 | 2042 | 2043 | 2044 | 2045 | 2046 | 2047 | 2048 | 2049 | 2050
| Biomass |  | 13.6691 | 15.2733 | 15.1625 | 17.4461 | 17.1635 | 17.3958 | 17.3088 | 17.3055 | 17.0067 | 16.6276 | 15.5975 | 15.5787 | 15.4459 | 16.9021 | 16.6048 | 16.178 | 15.8115 | 15.8658 | 15.6879 | 12.9502 | 13.7993 | 13.4119 | 14.5574 | 14.0577 | 14.2156 | 13.9881 | 13.4744 | 12.4581 | 11.5564 | 10.213 | 8.2757 | 5.5292 | 3.7752 | 2.8999 | 1.9989
| CCS |  | 0 | 0 | 0 | 0 | 0 | 0 | 0 | 0 | 0 | 0 | 0 | 0 | 0 | 0 | 0 | 0 | 0 | 0 | 0 | 0 | 0 | 0 | 0 | 0 | 0 | 0 | 0 | 0 | 0 | 0 | 0 | 0 | 0 | 0 | 0
| CHP |  | 9.7275 | 9.3774 | 9.364 | 9.3942 | 8.1585 | 8.1938 | 8.1631 | 8.1698 | 8.1594 | 8.1517 | 8.1501 | 7.8712 | 7.877 | 7.9716 | 0.51079 | 0.48411 | 0.48264 | 0.38883 | 0.38421 | 0.37169 | 0.3614 | 0.27777 | 0.28044 | 0.059636 | 0.063523 | 0.051317 | 0.045772 | 0.039669 | 0.036 | 0.031428 | 0.028512 | 0.023181 | 0.017441 | 0.01332 | 0.008928
| Gas |  | 120.2444 | 123.0184 | 98.0517 | 88.3297 | 85.2075 | 84.5715 | 73.7996 | 65.4644 | 67.9789 | 66.1583 | 67.134 | 58.1585 | 57.4538 | 63.5487 | 61.097 | 50.4732 | 43.2382 | 30.9018 | 28.7906 | 19.3412 | 17.9912 | 16.5509 | 18.7557 | 17.1906 | 16.6415 | 16.3336 | 14.5713 | 12.2305 | 10.7472 | 8.8911 | 8.2246 | 6.6449 | 5.4745 | 4.5162 | 3.3248
| Coal |  | 23.9859 | 14.8396 | 30.2288 | 28.8672 | 18.8031 | 7.6193 | 7.4901 | 3.5926 | 0 | 0 | 0 | 0 | 0 | 0 | 0 | 0 | 0 | 0 | 0 | 0 | 0 | 0 | 0 | 0 | 0 | 0 | 0 | 0 | 0 | 0 | 0 | 0 | 0 | 0 | 0
| Hydro |  | 2.9135 | 6.4499 | 6.4499 | 6.4499 | 6.4499 | 6.5998 | 6.5998 | 6.5998 | 6.6021 | 6.6038 | 6.6038 | 6.6038 | 6.6038 | 6.6 | 6.5998 | 6.6031 | 6.6038 | 6.6038 | 6.6038 | 6.6038 | 6.6038 | 6.6038 | 6.6038 | 6.6038 | 6.6038 | 6.6038 | 6.6038 | 6.6038 | 6.6038 | 6.6038 | 6.6038 | 6.6038 | 6.6028 | 6.6037 | 6.6038
| Interconnectors |  | 14.9743 | 20.7268 | 18.96 | 19.4113 | 25.4527 | 32.3093 | 45.3746 | 54.5954 | 61.8893 | 56.1214 | 57.0895 | 61.2176 | 64.0913 | 59.1214 | 53.3798 | 51.277 | 53.651 | 51.6101 | 46.9215 | 45.7299 | 41.3253 | 43.9681 | 39.8813 | 43.4904 | 44.7483 | 44.7483 | 44.7483 | 44.7483 | 44.7483 | 44.7483 | 44.7483 | 44.7483 | 44.7483 | 44.7483 | 44.7483
| Marine |  | 0.00093439 | 0.052555 | 0.052555 | 0.087592 | 0.087592 | 0.087592 | 0.087592 | 0.087592 | 0.087592 | 1.3139 | 1.3139 | 1.8254 | 2.1162 | 3.0027 | 3.1778 | 3.1778 | 3.1778 | 3.1778 | 4.9297 | 6.6815 | 8.4334 | 8.4334 | 8.4334 | 8.4334 | 8.4334 | 10.1852 | 10.1852 | 11.9125 | 11.9125 | 13.6639 | 13.6637 | 15.4143 | 16.8144 | 18.2143 | 19.6145
| Nuclear |  | 67.0942 | 61.3881 | 61.3548 | 61.3189 | 61.2841 | 61.1794 | 54.7111 | 48.4679 | 32.1976 | 32.1134 | 31.809 | 31.9854 | 26.2887 | 18.4549 | 28.8291 | 41.1342 | 40.9021 | 53.0116 | 52.7368 | 63.6295 | 63.5078 | 63.0907 | 63.2723 | 62.6004 | 62.692 | 62.4873 | 65.5384 | 68.4167 | 71.3684 | 73.7048 | 76.1624 | 79.4188 | 81.4306 | 82.3177 | 83.9024
| Offshore Wind |  | 14.1267 | 14.9375 | 21.4255 | 26.9968 | 30.5153 | 32.2199 | 33.5811 | 39.7937 | 45.9182 | 49.9926 | 56.3484 | 59.4191 | 61.7344 | 63.8489 | 67.7299 | 69.7921 | 75.7701 | 77.8032 | 81.9668 | 83.9729 | 86.0279 | 85.981 | 86.0058 | 85.9872 | 85.9955 | 85.9445 | 85.9341 | 85.8619 | 85.8406 | 85.7543 | 85.735 | 85.6007 | 85.4914 | 85.3762 | 85.2279
| Onshore Wind |  | 9.065 | 14.4281 | 16.1985 | 16.4548 | 16.8383 | 17.0756 | 17.7538 | 19.5689 | 22.7453 | 24.6165 | 25.6733 | 26.2581 | 26.8864 | 27.0959 | 27.1029 | 27.062 | 27.022 | 26.9773 | 26.941 | 26.8515 | 26.7773 | 26.7624 | 26.7682 | 26.71 | 26.7171 | 26.6761 | 26.6654 | 26.6029 | 26.5981 | 26.5213 | 26.5166 | 26.3927 | 26.3406 | 26.2914 | 26.2003
| Solar |  | 0 | 0 | 0 | 0 | 0 | 0 | 0 | 0.02083 | 0.02083 | 0.078219 | 0.078219 | 0.078219 | 0.078219 | 0.078219 | 0.078219 | 0.078219 | 0.078219 | 0.078219 | 0.078219 | 0.078219 | 0.078219 | 0.078219 | 0.078219 | 0.078219 | 0.078219 | 0.078219 | 0.078219 | 0.078219 | 0.078219 | 0.077901 | 0.077901 | 0.077847 | 0.077847 | 0.077334 | 0.077032
| Other Thermal |  | 0 | 0.00096896 | 0.0011571 | 0.017096 | 0.05436 | 0.071379 | 0.067583 | 0.075835 | 0.089618 | 0.079661 | 0.06374 | 0.058646 | 0.063423 | 0.071712 | 0.075186 | 0.062604 | 0.060246 | 0.064831 | 0.060523 | 0.052226 | 0.0432 | 0.039744 | 0.030015 | 0.034338 | 0.030694 | 0.029764 | 0.029442 | 0.028854 | 0.028957 | 0.028489 | 0.029441 | 0.02639 | 0.023177 | 0.021183 | 0.019028
| Other Renewable |  |  | 0 | 0.23888 | 0.23852 | 0.23826 | 0.23767 | 0.23747 | 0.2376 | 0.23721 | 0.23662 | 0.23397 | 0.23556 | 0.23682 | 0.23806 | 0.23793 | 0.23773 | 0.23747 | 0.23734 | 0.23721 | 0.23655 | 0.23605 | 0.23593 | 0.2357 | 0.23564 | 0.23538 | 0.23527 | 0.23531 | 0.23502 | 0.23479 | 0.23429 | 0.23399 | 0.23377 | 0.23348 | 0.23261 | 0.23139
| TOTAL |  | 275.8015 | 280.4926 | 277.4883 | 275.0121 | 270.2533 | 267.5611 | 265.1748 | 263.9799 | 262.9326 | 262.0936 | 270.0954 | 269.2903 | 268.8762 | 266.9342 | 265.4232 | 266.5601 | 267.0351 | 266.7208 | 265.3382 | 266.4993 | 265.1848 | 265.4339 | 264.9023 | 265.4813 | 266.455 | 267.3615 | 268.1097 | 269.2165 | 269.7532 | 270.4726 | 270.2999 | 270.7137 | 271.0297 | 271.3121 | 271.9573
Distributed Output (TWh)
| Fuel Type | 2015 | 2016 | 2017 | 2018 | 2019 | 2020 | 2021 | 2022 | 2023 | 2024 | 2025 | 2026 | 2027 | 2028 | 2029 | 2030 | 2031 | 2032 | 2033 | 2034 | 2035 | 2036 | 2037 | 2038 | 2039 | 2040 | 2041 | 2042 | 2043 | 2044 | 2045 | 2046 | 2047 | 2048 | 2049 | 2050
| Biomass |  | 4.178 | 4.4344 | 4.7163 | 4.7186 | 4.7306 | 4.7013 | 4.8363 | 4.8848 | 4.9485 | 5.0269 | 5.0992 | 5.1694 | 5.0348 | 5.1033 | 5.1648 | 5.2165 | 5.2733 | 5.1029 | 5.1743 | 5.0887 | 5.2098 | 5.3131 | 5.4421 | 5.5859 | 5.8075 | 6.0087 | 6.2416 | 6.4832 | 6.7634 | 7.0926 | 7.4562 | 7.8657 | 8.2891 | 8.7588 | 9.2366
| CCS |  | 0 | 0 | 0 | 0 | 0 | 0 | 0 | 0 | 0 | 0 | 0 | 0 | 0 | 0 | 0 | 0 | 0 | 0 | 0 | 0 | 0 | 0 | 0 | 0 | 0 | 0 | 0 | 0 | 0 | 0 | 0 | 0 | 0 | 0 | 0
| CHP |  | 10.1664 | 8.913 | 8.3519 | 7.2267 | 7.9542 | 8.6039 | 8.2531 | 8.2043 | 8.0692 | 7.663 | 7.297 | 7.0246 | 7.1007 | 7.5286 | 7.5723 | 7.2043 | 7.1871 | 6.9924 | 6.7985 | 5.5163 | 5.4246 | 5.2616 | 5.6916 | 5.744 | 5.7771 | 5.516 | 5.3404 | 4.9317 | 4.7408 | 4.2505 | 4.2599 | 3.8163 | 3.4171 | 3.0286 | 2.5705
| Gas |  | 1.8556 | 4.32e-05 | 4.32e-05 | 0.0072828 | 0.036925 | 0.039516 | 0.036375 | 0.031991 | 0.039109 | 0.026172 | 0.0062316 | 0.0005472 | 0.000576 | 0.0006804 | 0.0007524 | 0.0006264 | 0.0006012 | 0.0006696 | 0.0006156 | 0.0005292 | 0.0004572 | 0.0003852 | 0.0004104 | 0.000468 | 0.0004536 | 0.0003672 | 0.0003528 | 0.0003492 | 0.0003492 | 0.000342 | 0.0003456 | 0.0003204 | 0.0002772 | 0.0002592 | 0.0002196
| Coal |  | 0.014125 | 0 | 0 | 0 | 0 | 0 | 0 | 0 | 0 | 0 | 0 | 0 | 0 | 0 | 0 | 0 | 0 | 0 | 0 | 0 | 0 | 0 | 0 | 0 | 0 | 0 | 0 | 0 | 0 | 0 | 0 | 0 | 0 | 0 | 0
| Hydro |  | 1.7865 | 0.057198 | 0.05715 | 0.058963 | 0.058963 | 0.058963 | 0.058963 | 0.058963 | 0.058963 | 0.058963 | 0.058963 | 0.058963 | 0.058963 | 0.058963 | 0.058963 | 0.058963 | 0.058963 | 0.058963 | 0.058963 | 0.058963 | 0.058963 | 0.058963 | 0.058963 | 0.058963 | 0.058963 | 0.058963 | 0.058963 | 0.058963 | 0.058963 | 0.058963 | 0.058963 | 0.058963 | 0.058963 | 0.058963 | 0.058963
| Interconnectors |  | 0 | 0 | 0 | 0 | 0 | 0 | 0 | 0 | 0 | 0 | 0 | 0 | 0 | 0 | 0 | 0 | 0 | 0 | 0 | 0 | 0 | 0 | 0 | 0 | 0 | 0 | 0 | 0 | 0 | 0 | 0 | 0 | 0 | 0 | 0
| Marine |  | -0.00093439 | 0.16643 | 0.16643 | 0.16818 | 0.17238 | 0.20742 | 0.24246 | 0.27749 | 0.31253 | 0.38611 | 0.42114 | 0.49122 | 0.52625 | 0.56129 | 0.63136 | 0.6664 | 0.77151 | 0.80655 | 0.87662 | 0.87662 | 0.91166 | 0.91166 | 0.91166 | 0.91166 | 0.91166 | 0.91166 | 0.91166 | 0.91166 | 0.91166 | 0.91163 | 0.91161 | 0.91154 | 0.91148 | 0.91141 | 0.91137
| Nuclear |  | 0.0057652 | 0 | 0 | 0 | 0 | 0 | 0 | 0 | 0 | 0 | 0 | 0 | 0 | 0 | 0 | 0 | 0 | 0 | 0 | 0 | 0 | 0 | 0 | 0 | 0 | 0 | 0 | 0 | 0 | 0 | 0 | 0 | 0 | 0 | 0
| Offshore Wind |  | 2.4733 | 2.701 | 2.701 | 2.701 | 2.701 | 2.701 | 2.701 | 3.0643 | 3.0643 | 3.0643 | 3.0643 | 3.0643 | 3.0643 | 3.0643 | 3.0643 | 3.0643 | 3.0643 | 3.0643 | 3.0643 | 3.0643 | 3.0643 | 3.0643 | 3.0643 | 3.0643 | 3.0643 | 3.0643 | 3.0643 | 3.0643 | 3.0643 | 3.0643 | 3.0642 | 3.0642 | 3.0642 | 3.0642 | 3.0642
| Onshore Wind |  | 12.435 | 10.8409 | 11.2268 | 11.5013 | 11.6215 | 11.7627 | 11.9152 | 12.0813 | 12.2499 | 12.4214 | 12.5962 | 12.7747 | 12.9571 | 13.1439 | 13.3292 | 13.5132 | 13.6959 | 13.8774 | 14.0516 | 14.2188 | 14.3794 | 14.5338 | 14.6822 | 14.8249 | 14.9622 | 15.0943 | 15.2216 | 15.3442 | 15.4623 | 15.5761 | 15.686 | 15.7918 | 15.8941 | 15.9929 | 16.0885
| Solar |  | 8.525 | 9.2407 | 9.651 | 10.048 | 10.4302 | 10.8372 | 11.3396 | 11.8593 | 12.5447 | 13.3944 | 14.3318 | 15.3559 | 16.3152 | 17.0584 | 17.7355 | 18.346 | 18.8894 | 19.4032 | 19.9999 | 20.3936 | 20.7568 | 21.0566 | 21.3277 | 21.5607 | 21.7938 | 22.0081 | 22.2223 | 22.4365 | 22.6508 | 22.8625 | 23.0754 | 23.2838 | 23.4927 | 23.701 | 23.9123
| Other Thermal |  | 0.2 | 0.0096076 | 0.010278 | 0.075202 | 0.3343 | 0.60955 | 0.65048 | 0.98513 | 1.3624 | 1.4246 | 1.5817 | 1.7898 | 2.1896 | 2.7547 | 2.8116 | 2.2574 | 2.0887 | 2.4326 | 2.3106 | 1.9744 | 1.7012 | 1.5769 | 1.528 | 1.752 | 1.6664 | 1.598 | 1.5637 | 1.5255 | 1.5337 | 1.4901 | 1.5612 | 1.4244 | 1.2984 | 1.1851 | 0.96913
| Other Renewable |  | 14.3591 | 15.5043 | 17.0766 | 18.0686 | 19.2893 | 20.0035 | 21.0625 | 21.6984 | 22.4071 | 23.1508 | 24.1192 | 25.0281 | 26.0637 | 27.1212 | 28.353 | 29.3995 | 30.3678 | 31.2697 | 32.3582 | 33.1307 | 33.7787 | 34.175 | 34.4326 | 34.5787 | 34.5706 | 34.654 | 34.7616 | 34.8859 | 35.0448 | 35.2362 | 35.4498 | 35.69 | 35.937 | 36.2112 | 36.4815
| TOTAL |  | 55.9978 | 51.8675 | 53.9574 | 54.5739 | 57.3294 | 59.525 | 61.096 | 63.1458 | 65.0566 | 66.6165 | 68.5757 | 70.7574 | 73.3113 | 76.3952 | 78.7218 | 79.7271 | 81.3976 | 83.0086 | 84.6935 | 84.323 | 85.286 | 85.9523 | 87.1395 | 88.0816 | 88.613 | 88.9144 | 89.3865 | 89.6421 | 90.2309 | 90.5432 | 91.5237 | 91.9071 | 92.3634 | 92.9125 | 93.2933

## ES8
Steady State 2017 - Installed Capacity
Total Capacity (MW)
| Fuel Type | 2015 | 2016 | 2017 | 2018 | 2019 | 2020 | 2021 | 2022 | 2023 | 2024 | 2025 | 2026 | 2027 | 2028 | 2029 | 2030 | 2031 | 2032 | 2033 | 2034 | 2035 | 2036 | 2037 | 2038 | 2039 | 2040 | 2041 | 2042 | 2043 | 2044 | 2045 | 2046 | 2047 | 2048 | 2049 | 2050
| Storage |  | 3589 | 3705 | 4106 | 5266 | 5699 | 5698 | 5698 | 5698 | 5698 | 5748 | 5748 | 5723 | 5823 | 5818 | 5818 | 5817 | 5807 | 5707 | 5608 | 5181 | 5180 | 5184 | 5190 | 5197 | 5206 | 5206 | 5205 | 5204 | 5202 | 5199 | 5196 | 5192 | 5186 | 5179 | 5170
| Biomass |  | 2841.9977 | 3094.8632 | 3103.7725 | 3112.2673 | 3120.3844 | 3088.156 | 3188.6103 | 3156.7441 | 3166.0142 | 3166.0142 | 3166.0142 | 2972.235 | 1032.2582 | 1034.39 | 1034.6551 | 1035.2657 | 1035.9686 | 995.3228 | 996.694 | 967.3855 | 970.5121 | 972.6521 | 974.768 | 976.7333 | 978.5354 | 980.253 | 982.0165 | 983.9648 | 986.2115 | 988.7427 | 991.8885 | 995.6797 | 1000.2306 | 1005.7283 | 1012.03
| CCS |  | 0 | 0 | 0 | 0 | 0 | 0 | 0 | 0 | 0 | 0 | 0 | 0 | 0 | 0 | 0 | 0 | 0 | 0 | 0 | 0 | 0 | 0 | 0 | 0 | 0 | 0 | 0 | 0 | 0 | 0 | 0 | 0 | 0 | 0 | 0
| CHP |  | 4023.0149 | 4229.0351 | 4255.9394 | 4243.6982 | 4243.9099 | 4241.177 | 4257.1223 | 4476.0915 | 4509.9851 | 4540.2139 | 4585.247 | 4627.8016 | 4720.1491 | 4325.0899 | 3176.0787 | 3233.6985 | 3278.6334 | 3325.5202 | 3405.5977 | 3528.1928 | 3625.8209 | 3682.1797 | 3743.2968 | 3770.1252 | 3888.6173 | 3952.825 | 4018.8394 | 4087.6238 | 4154.2659 | 4220.8512 | 4286.9676 | 4355.0904 | 4422.4076 | 4485.7065 | 4545.3405
| Gas |  | 29122 | 28992 | 27206 | 27206 | 28169 | 28796 | 29453 | 30341 | 31453 | 32935 | 33686 | 36047 | 36327 | 37332 | 38231 | 37823 | 37119 | 34189 | 34170 | 33121 | 33121 | 32986 | 32106 | 31686 | 31686 | 31800 | 31800 | 31800 | 31800 | 31800 | 31800 | 31800 | 31800 | 31800 | 31800
| Coal |  | 12808 | 13013 | 10913 | 8922 | 7422 | 5474 | 3272 | 3272 | 1284 | 0 | 0 | 0 | 0 | 0 | 0 | 0 | 0 | 0 | 0 | 0 | 0 | 0 | 0 | 0 | 0 | 0 | 0 | 0 | 0 | 0 | 0 | 0 | 0 | 0 | 0
| Hydro |  | 1743.1394 | 1750.8476 | 1758.4787 | 1766.0335 | 1773.5128 | 1780.9172 | 1788.2476 | 1795.2115 | 1847.479 | 1853.4331 | 1859.0896 | 1864.4632 | 1869.5681 | 1874.4177 | 1879.0249 | 1883.4018 | 1887.5597 | 1891.5098 | 1895.2624 | 1898.8274 | 1902.2141 | 1905.4314 | 1908.4879 | 1911.3916 | 1914.1501 | 1916.7707 | 1919.2602 | 1921.6253 | 1923.8721 | 1926.0066 | 1928.0343 | 1929.9607 | 1931.7907 | 1933.5293 | 1935.1809
| Interconnectors |  | 3800 | 4005 | 4005 | 4005 | 4005 | 4005 | 5005 | 5005 | 7405 | 8405 | 8405 | 8405 | 9805 | 9805 | 9805 | 9805 | 9805 | 9805 | 9805 | 9805 | 9805 | 9805 | 9805 | 9805 | 9805 | 9805 | 9805 | 9805 | 9805 | 9805 | 9805 | 9805 | 9805 | 9805 | 9805
| Marine |  | 56 | 62.5 | 62.5 | 62.5 | 62.5 | 72.5 | 72.5 | 72.5 | 72.5 | 72.5 | 72.5 | 72.5 | 72.5 | 72.5 | 72.5 | 72.5 | 72.5 | 72.5 | 72.5 | 72.5 | 72.5 | 72.5 | 72.5 | 72.5 | 62.5 | 62.5 | 62.5 | 62.5 | 62.5 | 62.5 | 62.5 | 62.5 | 62.5 | 62.5 | 62.5
| Nuclear |  | 8974 | 8974 | 8974 | 8974 | 8974 | 7819 | 6872 | 5960 | 4752 | 4752 | 4752 | 2432 | 2432 | 2432 | 1216 | 1216 | 1216 | 2886 | 2886 | 4556 | 4556 | 4556 | 4556 | 4556 | 4556 | 4500 | 4500 | 4500 | 5000 | 5000 | 5000 | 5000 | 5000 | 5500 | 5500
| Offshore Wind |  | 5077.8 | 5077.8 | 6070.8 | 7469.8 | 7723.8 | 7902.8 | 9497.8 | 9897.8 | 9897.8 | 10701.8 | 12142.8 | 13672.8 | 14872.8 | 15172.8 | 15672.8 | 16172.8 | 16672.8 | 16672.8 | 16672.8 | 16672.8 | 16672.8 | 16672.8 | 16672.8 | 16672.8 | 16672.8 | 16672.8 | 16672.8 | 16672.8 | 16672.8 | 16672.8 | 16672.8 | 16672.8 | 16672.8 | 16672.8 | 16672.8
| Onshore Wind |  | 10379.6549 | 11336.9584 | 12144.4565 | 12343.5298 | 12566.7695 | 12618.0222 | 12743.8322 | 12752.9081 | 12902.7796 | 12983.005 | 13326.4705 | 13580.8089 | 13637.0407 | 13646.1558 | 13619.6907 | 13066.523 | 13023.6154 | 12407.5879 | 12311.41 | 11977.8073 | 11567.2355 | 10347.0153 | 9894.0435 | 9694.4354 | 9397.102 | 9120.5749 | 8679.2626 | 8231.4602 | 8023.503 | 7750.9868 | 7531.6085 | 7326.8128 | 7130.144 | 6925.5686 | 6809.817
| Solar |  | 11313.875 | 12063.7475 | 12470.8304 | 12763.85 | 12998.1612 | 13222.9705 | 13438.5787 | 13707.2144 | 14015.3245 | 14326.9089 | 14626.9019 | 14889.2938 | 15150.3519 | 15322.9244 | 15417.2944 | 15500.5914 | 15564.7499 | 15608.5502 | 15629.9249 | 15580.1177 | 15472.5226 | 15272.3705 | 14987.3024 | 14627.3538 | 14119.1419 | 13652.7582 | 13372.937 | 13181.7131 | 13069.0456 | 13027.752 | 12989.071 | 12952.9503 | 12919.3387 | 12948.4296 | 12978.1228
| Other Thermal |  | 2974.3657 | 3423.5595 | 3989.8014 | 4717.8888 | 4845.8008 | 5006.3845 | 4983.8809 | 5152.434 | 5355.7079 | 5567.6704 | 5752.8979 | 5947.9155 | 6056.3568 | 6247.9531 | 6313.7644 | 6383.7942 | 6470.1117 | 6514.9959 | 6581.8536 | 6607.209 | 6627.0917 | 6641.4462 | 6655.8903 | 6670.4247 | 6676.2782 | 6682.1463 | 6688.029 | 6693.9265 | 6699.8387 | 6705.7656 | 6711.7074 | 6717.664 | 6723.6355 | 6729.6219 | 6735.6232
| Other Renewable |  | 2794.4655 | 2884.9722 | 3132.1714 | 3214.393 | 3274.0348 | 3383.5311 | 3426.5931 | 3460.1039 | 3493.6491 | 3527.9307 | 3588.0258 | 3612.9566 | 3644.4028 | 3686.4123 | 3780.4923 | 3852.7534 | 3902.1168 | 3945.8263 | 4026.6258 | 4064.517 | 4097.348 | 4101.2366 | 4103.8121 | 4099.3463 | 4086.8416 | 4086.7471 | 4092.3762 | 4103.7311 | 4119.4863 | 4140.857 | 4165.7748 | 4196.541 | 4233.5887 | 4277.9684 | 4328.4185
| TOTAL |  | 99497.3131 | 102613.2833 | 102192.7503 | 104066.9606 | 104877.8734 | 103108.4585 | 103697.1651 | 104747.0075 | 105853.2394 | 108579.4763 | 111710.9469 | 113847.7745 | 115442.4276 | 116769.6432 | 116036.3006 | 115862.328 | 115855.0554 | 114021.6131 | 114061.6684 | 114032.3567 | 113670.0449 | 112198.6319 | 110669.901 | 109739.1103 | 109048.9665 | 108438.3752 | 107798.0209 | 107248.3448 | 107518.523 | 107300.2619 | 107141.3521 | 107006.9988 | 106887.4358 | 107325.8526 | 107354.833
| GB ACS Peak Demand |  | 60900 | 61200 | 61700 | 61600 | 61300 | 61400 | 61200 | 61300 | 61300 | 61400 | 61400 | 61400 | 61400 | 61300 | 61200 | 61200 | 61400 | 61500 | 61500 | 61600 | 61700 | 61900 | 62000 | 62200 | 62400 | 62700 | 62900 | 63100 | 63400 | 63500 | 63700 | 63800 | 64000 | 64300 | 64500
Transmission Capacity (MW)
| Fuel Type | 2015 | 2016 | 2017 | 2018 | 2019 | 2020 | 2021 | 2022 | 2023 | 2024 | 2025 | 2026 | 2027 | 2028 | 2029 | 2030 | 2031 | 2032 | 2033 | 2034 | 2035 | 2036 | 2037 | 2038 | 2039 | 2040 | 2041 | 2042 | 2043 | 2044 | 2045 | 2046 | 2047 | 2048 | 2049 | 2050
| Storage |  | 2744 | 2793 | 2818 | 2818 | 2868 | 2868 | 2868 | 2868 | 2868 | 2868 | 2868 | 2868 | 2968 | 2968 | 2968 | 2968 | 2968 | 2919 | 2894 | 2844 | 2844 | 2844 | 2844 | 2844 | 2844 | 2844 | 2844 | 2844 | 2844 | 2844 | 2844 | 2844 | 2844 | 2844 | 2844
| Biomass |  | 2099 | 2099 | 2099 | 2099 | 2099 | 2099 | 2099 | 2099 | 2099 | 2099 | 2099 | 1905 | 0 | 0 | 0 | 0 | 0 | 0 | 0 | 0 | 0 | 0 | 0 | 0 | 0 | 0 | 0 | 0 | 0 | 0 | 0 | 0 | 0 | 0 | 0
| Gas |  | 29122 | 28992 | 27206 | 27206 | 28169 | 28796 | 29453 | 30341 | 31453 | 32935 | 33686 | 36047 | 36327 | 37332 | 38231 | 37823 | 37119 | 34189 | 34170 | 33121 | 33121 | 32986 | 32106 | 31686 | 31686 | 31800 | 31800 | 31800 | 31800 | 31800 | 31800 | 31800 | 31800 | 31800 | 31800
| CCS |  | 0 | 0 | 0 | 0 | 0 | 0 | 0 | 0 | 0 | 0 | 0 | 0 | 0 | 0 | 0 | 0 | 0 | 0 | 0 | 0 | 0 | 0 | 0 | 0 | 0 | 0 | 0 | 0 | 0 | 0 | 0 | 0 | 0 | 0 | 0
| CHP (Non-renewable) |  | 1840 | 1840 | 1840 | 1840 | 1840 | 1840 | 1850 | 1880 | 1885 | 1885 | 1885 | 1885 | 1885 | 1431 | 213 | 213 | 213 | 213 | 213 | 213 | 213 | 213 | 213 | 177 | 177 | 177 | 177 | 177 | 177 | 177 | 177 | 177 | 177 | 177 | 177
| Coal |  | 12808 | 13013 | 10913 | 8922 | 7422 | 5474 | 3272 | 3272 | 1284 | 0 | 0 | 0 | 0 | 0 | 0 | 0 | 0 | 0 | 0 | 0 | 0 | 0 | 0 | 0 | 0 | 0 | 0 | 0 | 0 | 0 | 0 | 0 | 0 | 0 | 0
| Other Thermal |  | 538 | 538 | 538 | 538 | 498 | 498 | 311 | 311 | 277 | 277 | 277 | 277 | 202 | 202 | 144 | 119 | 119 | 87 | 87 | 87 | 87 | 87 | 87 | 87 | 87 | 87 | 87 | 87 | 87 | 87 | 87 | 87 | 87 | 87 | 87
| Hydro |  | 1207 | 1207 | 1207 | 1207 | 1207 | 1207 | 1207 | 1207 | 1253 | 1253 | 1253 | 1253 | 1253 | 1253 | 1253 | 1253 | 1253 | 1253 | 1253 | 1253 | 1253 | 1253 | 1253 | 1253 | 1253 | 1253 | 1253 | 1253 | 1253 | 1253 | 1253 | 1253 | 1253 | 1253 | 1253
| Interconnectors |  | 3800 | 4005 | 4005 | 4005 | 4005 | 4005 | 5005 | 5005 | 7405 | 8405 | 8405 | 8405 | 9805 | 9805 | 9805 | 9805 | 9805 | 9805 | 9805 | 9805 | 9805 | 9805 | 9805 | 9805 | 9805 | 9805 | 9805 | 9805 | 9805 | 9805 | 9805 | 9805 | 9805 | 9805 | 9805
| Nuclear |  | 8974 | 8974 | 8974 | 8974 | 8974 | 7819 | 6872 | 5960 | 4752 | 4752 | 4752 | 2432 | 2432 | 2432 | 1216 | 1216 | 1216 | 2886 | 2886 | 4556 | 4556 | 4556 | 4556 | 4556 | 4556 | 4500 | 4500 | 4500 | 5000 | 5000 | 5000 | 5000 | 5000 | 5500 | 5500
| Offshore Wind |  | 4335 | 4335 | 5328 | 6727 | 6981 | 7160 | 8755 | 9155 | 9155 | 9959 | 11400 | 12930 | 14130 | 14430 | 14930 | 15430 | 15930 | 15930 | 15930 | 15930 | 15930 | 15930 | 15930 | 15930 | 15930 | 15930 | 15930 | 15930 | 15930 | 15930 | 15930 | 15930 | 15930 | 15930 | 15930
| Onshore Wind |  | 5589 | 6175 | 6804 | 6881 | 7113 | 7182 | 7302 | 7285 | 7409 | 7481 | 7801 | 8040 | 8078 | 8078 | 8078 | 7579 | 7579 | 7066 | 7066 | 6793 | 6427 | 5407 | 5268 | 5250 | 5039 | 4900 | 4600 | 4300 | 4250 | 4150 | 4100 | 4050 | 4000 | 3950 | 3900
| Solar |  | 0 | 0 | 0 | 0 | 0 | 0 | 0 | 0 | 0 | 0 | 0 | 0 | 0 | 0 | 0 | 0 | 0 | 0 | 0 | 0 | 0 | 0 | 0 | 0 | 0 | 0 | 0 | 0 | 0 | 0 | 0 | 0 | 0 | 0 | 0
| Marine |  | 15 | 15 | 15 | 15 | 15 | 25 | 25 | 25 | 25 | 25 | 25 | 25 | 25 | 25 | 25 | 25 | 25 | 25 | 25 | 25 | 25 | 25 | 25 | 25 | 15 | 15 | 15 | 15 | 15 | 15 | 15 | 15 | 15 | 15 | 15
| Other Renewable (inc CHP) |  | 0 | 0 | 36 | 36 | 36 | 36 | 36 | 36 | 36 | 36 | 36 | 36 | 36 | 36 | 36 | 36 | 36 | 36 | 36 | 36 | 36 | 36 | 36 | 36 | 36 | 36 | 36 | 36 | 36 | 36 | 36 | 36 | 36 | 36 | 36
| TOTAL |  | 73071 | 73986 | 71783 | 71268 | 71227 | 69009 | 69055 | 69444 | 69901 | 71975 | 74487 | 76103 | 77141 | 77992 | 76899 | 76467 | 76263 | 74409 | 74365 | 74663 | 74297 | 73142 | 72123 | 71649 | 71428 | 71347 | 71047 | 70747 | 71197 | 71097 | 71047 | 70997 | 70947 | 71397 | 71347
A further breakdown of transmission storage and gas capacity out to 2040 is provided below:
Storage:
| Battery Storage |  | 0 | 49 | 74 | 74 | 123.9 | 123.9 | 123.9 | 123.9 | 123.9 | 123.9 | 123.9 | 123.9 | 123.9 | 123.9 | 123.9 | 123.9 | 123.9 | 74.9 | 49.9 | 0 | 0 | 0 | 0 | 0 | 0
| CAES Storage |  | 0 | 0 | 0 | 0 | 0 | 0 | 0 | 0 | 0 | 0 | 0 | 0 | 0 | 0 | 0 | 0 | 0 | 0 | 0 | 0 | 0 | 0 | 0 | 0 | 0
| Pumped_Storage |  | 2744 | 2744 | 2744 | 2744 | 2744 | 2744 | 2744 | 2744 | 2744 | 2744 | 2744 | 2744 | 2844 | 2844 | 2844 | 2844 | 2844 | 2844 | 2844 | 2844 | 2844 | 2844 | 2844 | 2844 | 2844
Gas:
| CCGT |  | 28121 | 27991 | 26505 | 26505 | 26875 | 27502 | 28460 | 29348 | 30161 | 31643 | 32394 | 34455 | 34735 | 35740 | 36340 | 35932 | 35228 | 31999 | 31980 | 31170 | 31170 | 31170 | 30290 | 29870 | 29870
| OCGT |  | 1001 | 1001 | 701 | 701 | 1294 | 1294 | 993 | 993 | 1292 | 1292 | 1292 | 1592 | 1592 | 1592 | 1891 | 1891 | 1891 | 2190 | 2190 | 1951 | 1951 | 1816 | 1816 | 1816 | 1816
Distributed & Sub 1MW Capacity (MW)
| Fuel Type | 2015 | 2016 | 2017 | 2018 | 2019 | 2020 | 2021 | 2022 | 2023 | 2024 | 2025 | 2026 | 2027 | 2028 | 2029 | 2030 | 2031 | 2032 | 2033 | 2034 | 2035 | 2036 | 2037 | 2038 | 2039 | 2040 | 2041 | 2042 | 2043 | 2044 | 2045 | 2046 | 2047 | 2048 | 2049 | 2050
| Biomass |  | 742.9977 | 995.8632 | 1004.7725 | 1013.2673 | 1021.3844 | 989.156 | 1089.6103 | 1057.7441 | 1067.0142 | 1067.0142 | 1067.0142 | 1067.235 | 1032.2582 | 1034.39 | 1034.6551 | 1035.2657 | 1035.9686 | 995.3228 | 996.694 | 967.3855 | 970.5121 | 972.6521 | 974.768 | 976.7333 | 978.5354 | 980.253 | 982.0165 | 983.9648 | 986.2115 | 988.7427 | 991.8885 | 995.6797 | 1000.2306 | 1005.7283 | 1012.03
| CHP (Non-renewable) |  | 2183.0149 | 2389.0351 | 2415.9394 | 2403.6982 | 2403.9099 | 2401.177 | 2407.1223 | 2596.0915 | 2624.9851 | 2655.2139 | 2700.247 | 2742.8016 | 2835.1491 | 2894.0899 | 2963.0787 | 3020.6985 | 3065.6334 | 3112.5202 | 3192.5977 | 3315.1928 | 3412.8209 | 3469.1797 | 3530.2968 | 3593.1252 | 3711.6173 | 3775.825 | 3841.8394 | 3910.6238 | 3977.2659 | 4043.8512 | 4109.9676 | 4178.0904 | 4245.4076 | 4308.7065 | 4368.3405
| Hydro |  | 536.1394 | 543.8476 | 551.4787 | 559.0335 | 566.5128 | 573.9172 | 581.2476 | 588.2115 | 594.479 | 600.4331 | 606.0896 | 611.4632 | 616.5681 | 621.4177 | 626.0249 | 630.4018 | 634.5597 | 638.5098 | 642.2624 | 645.8274 | 649.2141 | 652.4314 | 655.4879 | 658.3916 | 661.1501 | 663.7707 | 666.2602 | 668.6253 | 670.8721 | 673.0066 | 675.0343 | 676.9607 | 678.7907 | 680.5293 | 682.1809
| Marine |  | 41 | 47.5 | 47.5 | 47.5 | 47.5 | 47.5 | 47.5 | 47.5 | 47.5 | 47.5 | 47.5 | 47.5 | 47.5 | 47.5 | 47.5 | 47.5 | 47.5 | 47.5 | 47.5 | 47.5 | 47.5 | 47.5 | 47.5 | 47.5 | 47.5 | 47.5 | 47.5 | 47.5 | 47.5 | 47.5 | 47.5 | 47.5 | 47.5 | 47.5 | 47.5
| Offshore Wind |  | 742.8 | 742.8 | 742.8 | 742.8 | 742.8 | 742.8 | 742.8 | 742.8 | 742.8 | 742.8 | 742.8 | 742.8 | 742.8 | 742.8 | 742.8 | 742.8 | 742.8 | 742.8 | 742.8 | 742.8 | 742.8 | 742.8 | 742.8 | 742.8 | 742.8 | 742.8 | 742.8 | 742.8 | 742.8 | 742.8 | 742.8 | 742.8 | 742.8 | 742.8 | 742.8
| Onshore Wind |  | 4790.6549 | 5161.9584 | 5340.4565 | 5462.5298 | 5453.7695 | 5436.0222 | 5441.8322 | 5467.9081 | 5493.7796 | 5502.005 | 5525.4705 | 5540.8089 | 5559.0407 | 5568.1558 | 5541.6907 | 5487.523 | 5444.6154 | 5341.5879 | 5245.41 | 5184.8073 | 5140.2355 | 4940.0153 | 4626.0435 | 4444.4354 | 4358.102 | 4220.5749 | 4079.2626 | 3931.4602 | 3773.503 | 3600.9868 | 3431.6085 | 3276.8128 | 3130.144 | 2975.5686 | 2909.817
| Other Renewable (inc CHP) |  | 2794.4655 | 2884.9722 | 3096.1714 | 3178.393 | 3238.0348 | 3347.5311 | 3390.5931 | 3424.1039 | 3457.6491 | 3491.9307 | 3552.0258 | 3576.9566 | 3608.4028 | 3650.4123 | 3744.4923 | 3816.7534 | 3866.1168 | 3909.8263 | 3990.6258 | 4028.517 | 4061.348 | 4065.2366 | 4067.8121 | 4063.3463 | 4050.8416 | 4050.7471 | 4056.3762 | 4067.7311 | 4083.4863 | 4104.857 | 4129.7748 | 4160.541 | 4197.5887 | 4241.9684 | 4292.4185
| Other Thermal |  | 2436.3657 | 2885.5595 | 3451.8014 | 4179.8888 | 4347.8008 | 4508.3845 | 4672.8809 | 4841.434 | 5078.7079 | 5290.6704 | 5475.8979 | 5670.9155 | 5854.3568 | 6045.9531 | 6169.7644 | 6264.7942 | 6351.1117 | 6427.9959 | 6494.8536 | 6520.209 | 6540.0917 | 6554.4462 | 6568.8903 | 6583.4247 | 6589.2782 | 6595.1463 | 6601.029 | 6606.9265 | 6612.8387 | 6618.7656 | 6624.7074 | 6630.664 | 6636.6355 | 6642.6219 | 6648.6232
| Solar |  | 11313.875 | 12063.7475 | 12470.8304 | 12763.85 | 12998.1612 | 13222.9705 | 13438.5787 | 13707.2144 | 14015.3245 | 14326.9089 | 14626.9019 | 14889.2938 | 15150.3519 | 15322.9244 | 15417.2944 | 15500.5914 | 15564.7499 | 15608.5502 | 15629.9249 | 15580.1177 | 15472.5226 | 15272.3705 | 14987.3024 | 14627.3538 | 14119.1419 | 13652.7582 | 13372.937 | 13181.7131 | 13069.0456 | 13027.752 | 12989.071 | 12952.9503 | 12919.3387 | 12948.4296 | 12978.1228
| Storage |  | 845 | 912 | 1288 | 2448 | 2831 | 2830 | 2830 | 2830 | 2830 | 2880 | 2880 | 2855 | 2855 | 2850 | 2850 | 2849 | 2839 | 2788 | 2714 | 2337 | 2336 | 2340 | 2346 | 2353 | 2362 | 2362 | 2361 | 2360 | 2358 | 2355 | 2352 | 2348 | 2342 | 2335 | 2326
| TOTAL |  | 26426.3131 | 28627.2833 | 30409.7503 | 32798.9606 | 33650.8734 | 34099.4585 | 34642.1651 | 35303.0075 | 35952.2394 | 36604.4763 | 37223.9469 | 37744.7745 | 38301.4276 | 38777.6432 | 39137.3006 | 39395.328 | 39592.0554 | 39612.6131 | 39696.6684 | 39369.3567 | 39373.0449 | 39056.6319 | 38546.901 | 38090.1103 | 37620.9665 | 37091.3752 | 36751.0209 | 36501.3448 | 36321.523 | 36203.2619 | 36094.3521 | 36009.9988 | 35940.4358 | 35928.8526 | 36007.833
A further breakdown of distributed and sub 1MW capacities are provided on ES12
36007.833

## ES9
Steady State 2017 - Generation output by technology
Total Output (TWh)
| Fuel Type | 2015 | 2016 | 2017 | 2018 | 2019 | 2020 | 2021 | 2022 | 2023 | 2024 | 2025 | 2026 | 2027 | 2028 | 2029 | 2030 | 2031 | 2032 | 2033 | 2034 | 2035 | 2036 | 2037 | 2038 | 2039 | 2040 | 2041 | 2042 | 2043 | 2044 | 2045 | 2046 | 2047 | 2048 | 2049 | 2050
| Biomass |  | 17.847 | 19.1969 | 19.2018 | 18.7669 | 18.7424 | 18.6056 | 18.7765 | 19.0643 | 19.0796 | 19.0615 | 18.7005 | 18.2388 | 3.8272 | 3.8358 | 3.8241 | 3.8197 | 3.8183 | 3.5811 | 3.5793 | 3.4093 | 3.4285 | 3.4416 | 3.455 | 3.4686 | 3.4825 | 3.2337 | 3.2439 | 3.2607 | 3.2758 | 3.2933 | 3.3141 | 3.3366 | 3.3691 | 3.4064 | 3.4446
| CCS |  | 0 | 0 | 0 | 0 | 0 | 0 | 0 | 0 | 0 | 0 | 0 | 0 | 0 | 0 | 0 | 0 | 0 | 0 | 0 | 0 | 0 | 0 | 0 | 0 | 0 | 0 | 0 | 0 | 0 | 0 | 0 | 0 | 0 | 0 | 0
| CHP |  | 19.8939 | 18.0107 | 17.2906 | 16.232 | 15.7911 | 16.5817 | 16.1775 | 16.5736 | 16.9291 | 16.8018 | 16.4387 | 16.3187 | 16.6223 | 15.2685 | 8.0882 | 8.0003 | 8.0516 | 8.0102 | 7.9916 | 8.0341 | 8.2042 | 8.383 | 8.7388 | 8.5233 | 8.7697 | 8.9981 | 9.2006 | 9.4323 | 9.5573 | 9.7578 | 9.9308 | 10.13 | 10.3536 | 10.4534 | 10.6517
| Gas |  | 122.1 | 128.506 | 105.5081 | 91.6533 | 85.029 | 102.2076 | 107.0259 | 112.9221 | 118.0958 | 127.264 | 131.5064 | 140.546 | 143.0698 | 144.9806 | 155.3493 | 149.7955 | 144.136 | 131.0442 | 130.6085 | 119.7061 | 117.2644 | 117.7837 | 117.7135 | 116.2808 | 116.8219 | 119.3765 | 121.5604 | 123.6361 | 121.7273 | 123.2023 | 124.5396 | 125.7813 | 127.1312 | 125.3532 | 126.8939
| Coal |  | 24 | 5.5235 | 21.3898 | 30.8922 | 38.4782 | 31.2256 | 19.3122 | 19.5497 | 8.6936 | 0 | 0 | 0 | 0 | 0 | 0 | 0 | 0 | 0 | 0 | 0 | 0 | 0 | 0 | 0 | 0 | 0 | 0 | 0 | 0 | 0 | 0 | 0 | 0 | 0 | 0
| Hydro |  | 4.7 | 6.5071 | 6.5071 | 6.507 | 6.507 | 6.5088 | 6.5088 | 6.5088 | 6.8476 | 6.8476 | 6.8476 | 6.8476 | 6.8476 | 6.8476 | 6.8476 | 6.8476 | 6.8476 | 6.8476 | 6.8476 | 6.8482 | 6.8509 | 6.8476 | 6.8476 | 6.8476 | 6.8476 | 6.8476 | 6.8476 | 6.8476 | 6.8476 | 6.8476 | 6.8476 | 6.8476 | 6.8476 | 6.8476 | 6.8476
| Interconnectors |  | 14.9743 | 27.3933 | 27.995 | 26.8037 | 22.9107 | 18.4483 | 25.1845 | 22.0406 | 34.4926 | 30.4963 | 19.7261 | 20.6823 | 27.4989 | 24.6633 | 26.7213 | 31.3788 | 35.4427 | 38.1678 | 38.9969 | 38.6734 | 42.5458 | 45.7222 | 47.6779 | 51.2785 | 52.7358 | 52.7358 | 52.7358 | 52.7358 | 52.7358 | 52.7358 | 52.7358 | 52.7358 | 52.7358 | 52.7358 | 52.7358
| Marine |  | 0 | 0.21898 | 0.21898 | 0.21898 | 0.21898 | 0.25402 | 0.25402 | 0.25402 | 0.25402 | 0.25402 | 0.25402 | 0.25402 | 0.25402 | 0.25402 | 0.25402 | 0.25402 | 0.25402 | 0.25402 | 0.25402 | 0.25402 | 0.25402 | 0.25402 | 0.25402 | 0.25402 | 0.21898 | 0.21898 | 0.21898 | 0.21898 | 0.21898 | 0.21898 | 0.21898 | 0.21898 | 0.21898 | 0.21898 | 0.21898
| Nuclear |  | 67.1 | 61.3881 | 61.3859 | 61.3446 | 61.3349 | 53.4376 | 46.9114 | 40.6737 | 32.4053 | 32.3939 | 32.3805 | 16.4585 | 16.4368 | 16.4555 | 8.1544 | 8.1302 | 8.1095 | 20.505 | 20.4772 | 32.9122 | 32.8572 | 32.763 | 32.7114 | 32.6302 | 32.677 | 32.3792 | 32.4868 | 32.5729 | 36.1864 | 36.2389 | 36.2766 | 36.3131 | 36.3543 | 39.9836 | 40.0203
| Offshore Wind |  | 16.6 | 17.6385 | 21.2911 | 26.2465 | 27.1039 | 27.7094 | 33.494 | 35.2533 | 35.262 | 38.4833 | 43.893 | 49.2531 | 53.6329 | 54.9662 | 57.0371 | 59.089 | 61.1192 | 61.143 | 61.1424 | 61.1467 | 61.1413 | 61.1375 | 61.1332 | 61.1213 | 61.129 | 61.1392 | 61.1499 | 61.1584 | 61.1608 | 61.1651 | 61.1671 | 61.1679 | 61.1686 | 61.1687 | 61.1693
| Onshore Wind |  | 21.5 | 25.1496 | 27.1618 | 27.5923 | 28.0421 | 28.1999 | 28.3919 | 28.4237 | 28.8118 | 29.0097 | 29.863 | 30.4945 | 30.6007 | 30.6526 | 30.6358 | 29.3388 | 29.209 | 27.9152 | 27.7016 | 26.9672 | 26.0338 | 23.2775 | 22.2475 | 21.8157 | 21.0809 | 20.4675 | 19.4582 | 18.4345 | 17.9833 | 17.386 | 16.9172 | 16.4763 | 16.0478 | 15.6022 | 15.3437
| Solar |  | 8.525 | 9.09 | 9.3967 | 9.6175 | 9.7941 | 9.9635 | 10.1259 | 10.3283 | 10.5605 | 10.7953 | 11.0213 | 11.219 | 11.4157 | 11.5458 | 11.6169 | 11.6796 | 11.728 | 11.761 | 11.7771 | 11.7396 | 11.6585 | 11.5077 | 11.2929 | 11.0217 | 10.6387 | 10.2873 | 10.0765 | 9.9324 | 9.8475 | 9.8164 | 9.7872 | 9.76 | 9.7347 | 9.7566 | 9.779
| Other Thermal |  | 0.2 | 0.0065373 | 0.010461 | 0.022196 | 0.033921 | 0.10042 | 0.31609 | 0.12144 | 0.40973 | 0.18732 | 0.04447 | 0.039468 | 0.077596 | 0.064199 | 0.061839 | 0.040529 | 0.051598 | 0.093468 | 0.079552 | 0.10452 | 0.085097 | 0.13425 | 0.21902 | 0.23142 | 0.17283 | 0.20345 | 0.24327 | 0.28434 | 0.21809 | 0.25297 | 0.27421 | 0.2999 | 0.33037 | 0.2749 | 0.3201
| Other Renewable |  | 14.3591 | 15.4434 | 16.7721 | 17.2473 | 17.6041 | 18.2387 | 18.9258 | 19.1685 | 19.4046 | 19.5842 | 19.9015 | 20.0325 | 20.22 | 20.4372 | 20.9317 | 21.3085 | 21.5659 | 21.8188 | 22.2406 | 22.4547 | 22.6193 | 22.6369 | 22.6474 | 22.6208 | 22.5523 | 22.5488 | 22.5746 | 22.6294 | 22.7064 | 22.8119 | 22.9342 | 23.0857 | 23.268 | 23.4864 | 23.7346
| TOTAL |  | 331.7993 | 334.0726 | 334.1293 | 333.1446 | 331.5906 | 331.4811 | 331.4046 | 330.8821 | 331.2463 | 331.1788 | 330.5772 | 330.3846 | 330.5036 | 329.9714 | 329.5223 | 329.6824 | 330.3333 | 331.1415 | 331.6964 | 332.25 | 332.9431 | 333.889 | 334.9382 | 336.0938 | 337.1273 | 338.4361 | 339.7965 | 341.1434 | 342.4652 | 343.7269 | 344.9434 | 346.153 | 347.5601 | 349.2876 | 351.1595
| Carbon Intensity (gCO2/kWh) |  | 242.5972 | 194.9899 | 212.0937 | 221.5717 | 233.7375 | 230.0136 | 204.9436 | 209.4023 | 191.9504 | 173.3378 | 171.1003 | 184.3152 | 191.6674 | 189.1717 | 192.9549 | 188.9822 | 184.4883 | 169.9532 | 169.4286 | 155.9452 | 154.8895 | 157.1302 | 158.2431 | 157.4638 | 158.4774 | 159.6855 | 161.9653 | 164.1381 | 161.0321 | 162.4624 | 163.6708 | 164.8005 | 165.9854 | 162.8696 | 164.036
Transmission Output (TWh)
| Fuel Type | 2015 | 2016 | 2017 | 2018 | 2019 | 2020 | 2021 | 2022 | 2023 | 2024 | 2025 | 2026 | 2027 | 2028 | 2029 | 2030 | 2031 | 2032 | 2033 | 2034 | 2035 | 2036 | 2037 | 2038 | 2039 | 2040 | 2041 | 2042 | 2043 | 2044 | 2045 | 2046 | 2047 | 2048 | 2049 | 2050
| Biomass |  | 13.6691 | 14.7937 | 14.7627 | 14.3393 | 14.3253 | 14.4277 | 14.5522 | 15.0741 | 15.1064 | 15.0927 | 14.7418 | 14.2826 | 0.07671 | 0.07671 | 0.07671 | 0.07671 | 0.07671 | 0.07671 | 0.07671 | 0.07671 | 0.07671 | 0.07671 | 0.07671 | 0.07671 | 0.07671 | 0.07671 | 0.07671 | 0.07671 | 0.07671 | 0.07671 | 0.07671 | 0.07671 | 0.07671 | 0.07671 | 0.07671
| CCS |  | 0 | 0 | 0 | 0 | 0 | 0 | 0 | 0 | 0 | 0 | 0 | 0 | 0 | 0 | 0 | 0 | 0 | 0 | 0 | 0 | 0 | 0 | 0 | 0 | 0 | 0 | 0 | 0 | 0 | 0 | 0 | 0 | 0 | 0 | 0
| CHP |  | 9.7275 | 9.488 | 9.3692 | 9.3865 | 9.4002 | 9.4286 | 9.4071 | 9.5483 | 9.577 | 9.5989 | 9.5517 | 9.2917 | 9.3347 | 7.9932 | 0.49136 | 0.47773 | 0.47878 | 0.4916 | 0.48884 | 0.48454 | 0.48264 | 0.48304 | 0.48526 | 0.25577 | 0.25424 | 0.25536 | 0.25713 | 0.25814 | 0.25574 | 0.25629 | 0.25751 | 0.25916 | 0.25997 | 0.25708 | 0.25904
| Gas |  | 120.2444 | 128.5059 | 105.5068 | 91.6508 | 85.0244 | 102.2006 | 107.0171 | 112.9172 | 118.0877 | 127.2607 | 131.5033 | 140.5445 | 143.0683 | 144.9792 | 155.348 | 149.7943 | 144.1349 | 131.0419 | 130.6062 | 119.7045 | 117.2627 | 117.7834 | 117.7132 | 116.2805 | 116.8216 | 119.3762 | 121.5601 | 123.6357 | 121.727 | 123.202 | 124.5392 | 125.781 | 127.1309 | 125.3528 | 126.8936
| Coal |  | 23.9859 | 5.5235 | 21.3898 | 30.8922 | 38.4782 | 31.2256 | 19.3122 | 19.5497 | 8.6936 | 0 | 0 | 0 | 0 | 0 | 0 | 0 | 0 | 0 | 0 | 0 | 0 | 0 | 0 | 0 | 0 | 0 | 0 | 0 | 0 | 0 | 0 | 0 | 0 | 0 | 0
| Hydro |  | 2.9135 | 6.4499 | 6.4499 | 6.4499 | 6.4499 | 6.4499 | 6.4499 | 6.4499 | 6.7886 | 6.7886 | 6.7886 | 6.7886 | 6.7886 | 6.7886 | 6.7886 | 6.7886 | 6.7886 | 6.7887 | 6.7886 | 6.7892 | 6.792 | 6.7886 | 6.7886 | 6.7886 | 6.7886 | 6.7886 | 6.7886 | 6.7886 | 6.7886 | 6.7886 | 6.7886 | 6.7886 | 6.7886 | 6.7886 | 6.7886
| Interconnectors |  | 14.9743 | 27.3933 | 27.995 | 26.8037 | 22.9107 | 18.4483 | 25.1845 | 22.0406 | 34.4926 | 30.4963 | 19.7261 | 20.6823 | 27.4989 | 24.6633 | 26.7213 | 31.3788 | 35.4427 | 38.1678 | 38.9969 | 38.6734 | 42.5458 | 45.7222 | 47.6779 | 51.2785 | 52.7358 | 52.7358 | 52.7358 | 52.7358 | 52.7358 | 52.7358 | 52.7358 | 52.7358 | 52.7358 | 52.7358 | 52.7358
| Marine |  | 0.00093439 | 0.052555 | 0.052555 | 0.052555 | 0.052555 | 0.087592 | 0.087592 | 0.087592 | 0.087592 | 0.087592 | 0.087592 | 0.087592 | 0.087592 | 0.087592 | 0.087592 | 0.087592 | 0.087592 | 0.087592 | 0.087592 | 0.087592 | 0.087592 | 0.087592 | 0.087592 | 0.087592 | 0.052555 | 0.052555 | 0.052555 | 0.052555 | 0.052555 | 0.052555 | 0.052555 | 0.052555 | 0.052555 | 0.052555 | 0.052555
| Nuclear |  | 67.1 | 61.3881 | 61.3859 | 61.3446 | 61.3349 | 53.4376 | 46.9114 | 40.6737 | 32.4053 | 32.3939 | 32.3805 | 16.4585 | 16.4368 | 16.4555 | 8.1544 | 8.1302 | 8.1095 | 20.505 | 20.4772 | 32.9122 | 32.8572 | 32.763 | 32.7114 | 32.6302 | 32.677 | 32.3792 | 32.4868 | 32.5729 | 36.1864 | 36.2389 | 36.2766 | 36.3131 | 36.3543 | 39.9836 | 40.0203
| Offshore Wind |  | 14.1267 | 14.9375 | 18.5901 | 23.5455 | 24.4029 | 25.0084 | 30.793 | 32.5523 | 32.561 | 35.7823 | 41.192 | 46.5521 | 50.9318 | 52.2652 | 54.3361 | 56.388 | 58.4182 | 58.442 | 58.4414 | 58.4457 | 58.4403 | 58.4365 | 58.4322 | 58.4203 | 58.428 | 58.4382 | 58.4489 | 58.4574 | 58.4598 | 58.4641 | 58.4661 | 58.4669 | 58.4676 | 58.4677 | 58.4683
| Onshore Wind |  | 9.065 | 14.3125 | 15.9499 | 16.1241 | 16.5923 | 16.7874 | 16.9672 | 16.9443 | 17.278 | 17.4586 | 18.2627 | 18.862 | 18.9299 | 18.9627 | 19.0015 | 17.8181 | 17.7785 | 16.701 | 16.6893 | 16.0821 | 15.2423 | 12.9063 | 12.5355 | 12.4849 | 11.9314 | 11.6067 | 10.8941 | 10.1807 | 10.0611 | 9.826 | 9.7128 | 9.5969 | 9.4763 | 9.3552 | 9.2347
| Solar |  | 0 | 0 | 0 | 0 | 0 | 0 | 0 | 0 | 0 | 0 | 0 | 0 | 0 | 0 | 0 | 0 | 0 | 0 | 0 | 0 | 0 | 0 | 0 | 0 | 0 | 0 | 0 | 0 | 0 | 0 | 0 | 0 | 0 | 0 | 0
| Other Thermal |  | 0 | 0.000864 | 0.0020957 | 0.0041148 | 0.0066456 | 0.016299 | 0.027935 | 0.017685 | 0.0364 | 0.019988 | 0.0059184 | 0.0043242 | 0.0080578 | 0.0057771 | 0.0061524 | 0.0033323 | 0.0048015 | 0.0096438 | 0.010006 | 0.0074412 | 0.0066211 | 0.014083 | 0.02011 | 0.019699 | 0.017859 | 0.019699 | 0.020084 | 0.020402 | 0.019699 | 0.02011 | 0.02093 | 0.022651 | 0.022982 | 0.021302 | 0.022982
| Other Renewable |  |  | 0 | 0.23901 | 0.23875 | 0.23865 | 0.23878 | 0.23849 | 0.23862 | 0.23868 | 0.23862 | 0.23852 | 0.23832 | 0.23819 | 0.23826 | 0.23855 | 0.23829 | 0.23816 | 0.23832 | 0.23816 | 0.23826 | 0.23819 | 0.23806 | 0.23801 | 0.2377 | 0.23793 | 0.23816 | 0.23829 | 0.23836 | 0.23843 | 0.23855 | 0.23855 | 0.23865 | 0.23865 | 0.23865 | 0.23868
| TOTAL |  | 275.8072 | 282.8458 | 281.6929 | 280.8322 | 279.2167 | 277.7568 | 276.9485 | 276.0938 | 275.3529 | 275.2182 | 274.4789 | 273.7926 | 273.3997 | 272.516 | 271.2503 | 271.1817 | 271.5583 | 272.5502 | 272.901 | 273.5016 | 274.0321 | 275.2996 | 276.7664 | 278.5605 | 280.0217 | 281.9672 | 283.5591 | 285.0173 | 286.6017 | 287.8996 | 289.1654 | 290.3319 | 291.6044 | 293.33 | 294.7913
Distributed Output (TWh)
| Fuel Type | 2015 | 2016 | 2017 | 2018 | 2019 | 2020 | 2021 | 2022 | 2023 | 2024 | 2025 | 2026 | 2027 | 2028 | 2029 | 2030 | 2031 | 2032 | 2033 | 2034 | 2035 | 2036 | 2037 | 2038 | 2039 | 2040 | 2041 | 2042 | 2043 | 2044 | 2045 | 2046 | 2047 | 2048 | 2049 | 2050
| Biomass |  | 4.178 | 4.4032 | 4.4391 | 4.4275 | 4.4172 | 4.1779 | 4.2244 | 3.9902 | 3.9732 | 3.9688 | 3.9588 | 3.9562 | 3.7505 | 3.7591 | 3.7473 | 3.743 | 3.7416 | 3.5044 | 3.5026 | 3.3326 | 3.3518 | 3.3649 | 3.3783 | 3.3919 | 3.4058 | 3.157 | 3.1672 | 3.184 | 3.1991 | 3.2166 | 3.2374 | 3.2599 | 3.2924 | 3.3297 | 3.3679
| CCS |  | 0 | 0 | 0 | 0 | 0 | 0 | 0 | 0 | 0 | 0 | 0 | 0 | 0 | 0 | 0 | 0 | 0 | 0 | 0 | 0 | 0 | 0 | 0 | 0 | 0 | 0 | 0 | 0 | 0 | 0 | 0 | 0 | 0 | 0 | 0
| CHP |  | 10.1664 | 8.5227 | 7.9214 | 6.8455 | 6.391 | 7.1531 | 6.7704 | 7.0252 | 7.3522 | 7.2029 | 6.8869 | 7.027 | 7.2876 | 7.2754 | 7.5968 | 7.5226 | 7.5729 | 7.5186 | 7.5028 | 7.5496 | 7.7216 | 7.8999 | 8.2535 | 8.2675 | 8.5155 | 8.7427 | 8.9435 | 9.1742 | 9.3016 | 9.5015 | 9.6733 | 9.8708 | 10.0937 | 10.1963 | 10.3926
| Gas |  | 1.8556 | 8.28e-05 | 0.0012713 | 0.0024516 | 0.0045864 | 0.0069696 | 0.0088194 | 0.004968 | 0.0081257 | 0.0032747 | 0.0030744 | 0.0015948 | 0.0014976 | 0.0014256 | 0.001296 | 0.0011844 | 0.0011772 | 0.0022644 | 0.0022284 | 0.0016956 | 0.0016461 | 0.0002988 | 0.000306 | 0.000324 | 0.0002988 | 0.0003168 | 0.0003132 | 0.0003312 | 0.0003096 | 0.0003132 | 0.0003276 | 0.0003384 | 0.0003384 | 0.000324 | 0.0003384
| Coal |  | 0.014125 | 0 | 0 | 0 | 0 | 0 | 0 | 0 | 0 | 0 | 0 | 0 | 0 | 0 | 0 | 0 | 0 | 0 | 0 | 0 | 0 | 0 | 0 | 0 | 0 | 0 | 0 | 0 | 0 | 0 | 0 | 0 | 0 | 0 | 0
| Hydro |  | 1.7865 | 0.057222 | 0.057198 | 0.057174 | 0.05715 | 0.058963 | 0.058963 | 0.058963 | 0.058963 | 0.058963 | 0.058963 | 0.058963 | 0.058963 | 0.058963 | 0.058963 | 0.058963 | 0.058963 | 0.058963 | 0.058963 | 0.058963 | 0.058963 | 0.058963 | 0.058963 | 0.058963 | 0.058963 | 0.058963 | 0.058963 | 0.058963 | 0.058963 | 0.058963 | 0.058963 | 0.058963 | 0.058963 | 0.058943 | 0.058943
| Interconnectors |  | 0 | 0 | 0 | 0 | 0 | 0 | 0 | 0 | 0 | 0 | 0 | 0 | 0 | 0 | 0 | 0 | 0 | 0 | 0 | 0 | 0 | 0 | 0 | 0 | 0 | 0 | 0 | 0 | 0 | 0 | 0 | 0 | 0 | 0 | 0
| Marine |  | -0.00093439 | 0.16643 | 0.16643 | 0.16643 | 0.16643 | 0.16643 | 0.16643 | 0.16643 | 0.16643 | 0.16643 | 0.16643 | 0.16643 | 0.16643 | 0.16643 | 0.16643 | 0.16643 | 0.16643 | 0.16643 | 0.16643 | 0.16643 | 0.16643 | 0.16643 | 0.16643 | 0.16643 | 0.16643 | 0.16643 | 0.16643 | 0.16643 | 0.16643 | 0.16643 | 0.16643 | 0.16643 | 0.16643 | 0.16643 | 0.16643
| Nuclear |  | 0 | 0 | 0 | 0 | 0 | 0 | 0 | 0 | 0 | 0 | 0 | 0 | 0 | 0 | 0 | 0 | 0 | 0 | 0 | 0 | 0 | 0 | 0 | 0 | 0 | 0 | 0 | 0 | 0 | 0 | 0 | 0 | 0 | 0 | 0
| Offshore Wind |  | 2.4733 | 2.701 | 2.701 | 2.701 | 2.701 | 2.701 | 2.701 | 2.701 | 2.701 | 2.701 | 2.701 | 2.701 | 2.701 | 2.701 | 2.701 | 2.701 | 2.701 | 2.701 | 2.701 | 2.701 | 2.701 | 2.701 | 2.701 | 2.701 | 2.701 | 2.701 | 2.701 | 2.701 | 2.701 | 2.701 | 2.701 | 2.701 | 2.701 | 2.701 | 2.701
| Onshore Wind |  | 12.435 | 10.8371 | 11.2119 | 11.4682 | 11.4498 | 11.4125 | 11.4247 | 11.4795 | 11.5338 | 11.551 | 11.6003 | 11.6325 | 11.6708 | 11.6899 | 11.6343 | 11.5206 | 11.4306 | 11.2143 | 11.0123 | 10.8851 | 10.7915 | 10.3712 | 9.712 | 9.3308 | 9.1495 | 8.8608 | 8.5641 | 8.2538 | 7.9222 | 7.56 | 7.2044 | 6.8794 | 6.5715 | 6.247 | 6.1089
| Solar |  | 8.525 | 9.09 | 9.3967 | 9.6175 | 9.7941 | 9.9635 | 10.1259 | 10.3283 | 10.5605 | 10.7953 | 11.0213 | 11.219 | 11.4157 | 11.5458 | 11.6169 | 11.6796 | 11.728 | 11.761 | 11.7771 | 11.7396 | 11.6585 | 11.5077 | 11.2929 | 11.0217 | 10.6387 | 10.2873 | 10.0765 | 9.9324 | 9.8475 | 9.8164 | 9.7872 | 9.76 | 9.7347 | 9.7566 | 9.779
| Other Thermal |  | 0.2 | 0.0056733 | 0.0083648 | 0.018081 | 0.027276 | 0.084117 | 0.28816 | 0.10376 | 0.37333 | 0.16733 | 0.038552 | 0.035144 | 0.069538 | 0.058422 | 0.055687 | 0.037197 | 0.046796 | 0.083825 | 0.069546 | 0.097074 | 0.078476 | 0.12017 | 0.19891 | 0.21172 | 0.15497 | 0.18375 | 0.22319 | 0.26394 | 0.19839 | 0.23286 | 0.25328 | 0.27725 | 0.30739 | 0.2536 | 0.29711
| Other Renewable |  | 14.3591 | 15.4434 | 16.5331 | 17.0086 | 17.3655 | 17.9999 | 18.6874 | 18.9299 | 19.1659 | 19.3455 | 19.663 | 19.7942 | 19.9818 | 20.1989 | 20.6932 | 21.0702 | 21.3277 | 21.5805 | 22.0025 | 22.2164 | 22.3811 | 22.3988 | 22.4094 | 22.3831 | 22.3144 | 22.3107 | 22.3363 | 22.3911 | 22.468 | 22.5733 | 22.6957 | 22.847 | 23.0294 | 23.2477 | 23.4959
| TOTAL |  | 55.9921 | 51.2268 | 52.4364 | 52.3124 | 52.3739 | 53.7243 | 54.4561 | 54.7883 | 55.8933 | 55.9606 | 56.0983 | 56.592 | 57.1039 | 57.4553 | 58.272 | 58.5008 | 58.775 | 58.5913 | 58.7955 | 58.7484 | 58.911 | 58.5894 | 58.1718 | 57.5333 | 57.1056 | 56.4689 | 56.2374 | 56.1261 | 55.8635 | 55.8273 | 55.778 | 55.8212 | 55.9557 | 55.9576 | 56.3682

## ES10
Consumer Power 2017 - Installed Capacity
Total Capacity (MW)
| Fuel Type | 2015 | 2016 | 2017 | 2018 | 2019 | 2020 | 2021 | 2022 | 2023 | 2024 | 2025 | 2026 | 2027 | 2028 | 2029 | 2030 | 2031 | 2032 | 2033 | 2034 | 2035 | 2036 | 2037 | 2038 | 2039 | 2040 | 2041 | 2042 | 2043 | 2044 | 2045 | 2046 | 2047 | 2048 | 2049 | 2050
| Storage |  | 3589 | 3710 | 4124 | 5309 | 5802 | 5867 | 5953 | 6119 | 6341 | 6731 | 7046 | 7236 | 8065 | 8655 | 8886 | 9062 | 9224 | 9337 | 9428 | 9428 | 9496 | 9601 | 9721 | 9811 | 9966 | 9987 | 10100 | 10179 | 10230 | 10288 | 10417 | 10434 | 10553 | 10662 | 10699
| Biomass |  | 2841.9977 | 3095.3588 | 3144.8604 | 3153.9909 | 3162.7845 | 3171.271 | 3272.4767 | 3673.1291 | 3968.4633 | 3978.5039 | 3988.2726 | 3952.7889 | 3832.9905 | 3842.099 | 3851.2337 | 3861.612 | 3870.3974 | 3837.4922 | 3846.2109 | 1918.8825 | 1927.9313 | 1936.6445 | 1945.4901 | 1954.3324 | 1961.8722 | 1969.4186 | 1976.7448 | 1981.1753 | 1985.3979 | 1989.3564 | 1761.8206 | 1764.1269 | 1765.4681 | 1766.7912 | 1768.2453
| CCS |  | 0 | 0 | 0 | 0 | 0 | 0 | 0 | 0 | 0 | 0 | 0 | 0 | 0 | 0 | 0 | 0 | 0 | 0 | 0 | 0 | 0 | 0 | 0 | 0 | 0 | 0 | 0 | 0 | 0 | 0 | 0 | 0 | 0 | 0 | 0
| CHP |  | 4023.0149 | 4408.2425 | 4533.8688 | 4511.6759 | 4655.765 | 4768.5707 | 4953.8093 | 5219.0132 | 5353.7323 | 5521.5738 | 5661.5012 | 5858.8158 | 5987.1929 | 6138.066 | 6306.886 | 4957.6539 | 5140.0988 | 5167.634 | 5359.6979 | 5612.1743 | 5813.4449 | 5927.125 | 6063.1534 | 6244.6733 | 6369.6367 | 6500.0316 | 6625.3597 | 6746.2425 | 6842.7066 | 6961.942 | 7081.3963 | 7172.3809 | 7287.7725 | 7394.7294 | 7503.4919
| Gas |  | 29122 | 28992 | 27141 | 26906 | 25587 | 23740 | 21565 | 22465 | 26677 | 28028 | 26622 | 25598 | 24388 | 22290 | 22195 | 20384 | 17924 | 15127 | 14277 | 14277 | 14576 | 14090 | 13118 | 13118 | 13118 | 13118 | 13000 | 12900 | 12800 | 12700 | 12600 | 12500 | 12400 | 12300 | 12300
| Coal |  | 12808 | 12783 | 10413 | 6922 | 3749 | 2775 | 2775 | 1284 | 0 | 0 | 0 | 0 | 0 | 0 | 0 | 0 | 0 | 0 | 0 | 0 | 0 | 0 | 0 | 0 | 0 | 0 | 0 | 0 | 0 | 0 | 0 | 0 | 0 | 0 | 0
| Hydro |  | 1743.1394 | 1763.2996 | 1784.2043 | 1805.8866 | 1872.0585 | 1892.619 | 1911.2717 | 1930.0121 | 1948.8428 | 1976.7662 | 1995.7847 | 2014.9007 | 2034.1164 | 2053.4341 | 2072.2665 | 2090.6454 | 2108.6009 | 2126.1617 | 2142.8752 | 2156.286 | 2168.967 | 2180.9972 | 2192.1324 | 2202.5152 | 2212.267 | 2221.4911 | 2480.2754 | 2738.5548 | 2996.4422 | 3254.0277 | 3511.3837 | 3768.5683 | 4025.628 | 4282.6003 | 4539.5152
| Interconnectors |  | 3800 | 4005 | 4005 | 5005 | 5005 | 6005 | 8405 | 10405 | 13205 | 13205 | 16505 | 16505 | 16505 | 16505 | 16505 | 16505 | 16505 | 16505 | 16505 | 16505 | 16505 | 16505 | 16505 | 16505 | 16505 | 16505 | 16505 | 16505 | 16505 | 16505 | 16505 | 16505 | 16505 | 16505 | 16505
| Marine |  | 56 | 62.5 | 62.5 | 73 | 74.2 | 84.2 | 94.2 | 104.2 | 114.2 | 485.2 | 495.2 | 661.2 | 754.2 | 1017.2 | 1087.2 | 1097.2 | 1127.2 | 1137.2 | 1157.2 | 1157.2 | 1167.2 | 1167.2 | 1667.2 | 2167.2 | 2667.2 | 2667.2 | 3167.2 | 3167.2 | 3660.2 | 3660.2 | 4160.2 | 4160.2 | 4660.2 | 5060.2 | 6060.2
| Nuclear |  | 8974 | 8974 | 8974 | 8974 | 8974 | 8974 | 8027 | 7115 | 4752 | 4752 | 4752 | 4752 | 3662 | 4102 | 4286 | 5956 | 7356 | 9026 | 9026 | 10696 | 11825 | 11825 | 12954 | 12954 | 14083 | 14083 | 14083 | 15000 | 15000 | 15000 | 15000 | 16000 | 16800 | 17600 | 18600
| Offshore Wind |  | 5077.8 | 5077.8 | 7159.8 | 7832.8 | 8767.8 | 9827.8 | 9827.8 | 10831.7 | 11827.7 | 13072.7 | 15388.7 | 15788.7 | 16588.7 | 17338.7 | 17838.7 | 18338.7 | 19338.7 | 19338.7 | 20838.7 | 20838.7 | 21338.7 | 21338.7 | 21338.7 | 21338.7 | 21338.7 | 21338.7 | 21338.7 | 21338.7 | 21338.7 | 21338.7 | 21338.7 | 21338.7 | 21338.7 | 21338.7 | 21338.7
| Onshore Wind |  | 10379.6549 | 11368.7317 | 12242.7912 | 12547.2317 | 12726.2048 | 12871.5966 | 13159.0342 | 13779.2634 | 14768.7238 | 15342.8858 | 15843.7148 | 16008.2878 | 16119.6786 | 16275.3549 | 16385.3531 | 16494.7073 | 16601.8453 | 16706.8285 | 16809.7153 | 16910.5621 | 17009.4227 | 17106.3487 | 17201.39 | 17294.5944 | 17386.008 | 17475.6753 | 17563.6392 | 17649.9411 | 17734.6211 | 17817.7181 | 17899.2694 | 17979.3115 | 18057.8796 | 18135.0078 | 18210.7292
| Solar |  | 11313.875 | 12516.6126 | 13366.0766 | 14237.1661 | 15278.3952 | 16453.0515 | 17916.2698 | 19535.5311 | 21512.0631 | 23533.5807 | 25574.9871 | 27532.3254 | 29302.9248 | 30745.274 | 32048.4604 | 33313.8428 | 34487.4188 | 35574.1142 | 36619.6913 | 37532.8164 | 38405.6106 | 39146.9615 | 39750.2918 | 40324.5501 | 40763.2953 | 41102.0404 | 41440.7855 | 41779.5307 | 42118.2758 | 42457.021 | 42795.7661 | 43134.5112 | 43473.2564 | 43812.0015 | 44150.7467
| Other Thermal |  | 2974.3657 | 3450.6269 | 4231.8427 | 4919.5339 | 5374.4576 | 5910.7999 | 6517.7157 | 7081.9882 | 7732.0739 | 8493.1235 | 9251.7874 | 10101.2842 | 11007.2916 | 12008.1738 | 12697.9058 | 13233.6235 | 13771.2895 | 14283.0328 | 14717.6067 | 14973.6106 | 15119.767 | 15274.7221 | 15430.2104 | 15586.2388 | 15710.614 | 15835.0779 | 15959.6307 | 16084.273 | 16209.0052 | 16333.8277 | 16458.7411 | 16583.7457 | 16708.842 | 16834.0305 | 16959.3116
| Other Renewable |  | 2794.4655 | 2935.9813 | 3266.342 | 3546.0741 | 3698.0677 | 3816.087 | 3948.8088 | 4073.5637 | 4213.1093 | 4360.3643 | 4551.1339 | 4731.8921 | 4935.0853 | 5147.2366 | 5393.2426 | 5604.0379 | 5800.0532 | 5979.4865 | 6196.6749 | 6345.4682 | 6473.138 | 6541.3616 | 6580.6808 | 6595.1248 | 6586.0489 | 6585.2472 | 6585.7361 | 6591.7212 | 6601.5318 | 6614.1633 | 6630.6039 | 6649.1898 | 6671.3702 | 6692.9723 | 6715.548
| TOTAL |  | 99497.3131 | 103143.1535 | 104449.2859 | 105743.3592 | 104726.7333 | 106156.9956 | 108326.3863 | 113616.4007 | 122413.9085 | 129480.6982 | 137676.0816 | 140741.1948 | 143182.1802 | 146117.5384 | 149553.2481 | 150899.0229 | 153254.6041 | 154145.6499 | 156924.3723 | 158351.7001 | 161826.1815 | 162641.0606 | 164467.249 | 166095.929 | 168667.6422 | 169387.882 | 170826.0714 | 172661.3386 | 174021.8806 | 174919.9562 | 176159.8812 | 177989.7343 | 180247.1168 | 182384.033 | 185350.4879
| GB ACS Peak Demand |  | 60900 | 61500 | 61700 | 61600 | 61500 | 61800 | 61800 | 62000 | 62600 | 63200 | 63600 | 64100 | 64700 | 65200 | 66000 | 66700 | 67600 | 68700 | 69600 | 70700 | 71600 | 72700 | 73600 | 74700 | 75600 | 76600 | 77400 | 78300 | 79000 | 79600 | 80400 | 81200 | 82300 | 83600 | 85400
Transmission Capacity (MW)
| Fuel Type | 2015 | 2016 | 2017 | 2018 | 2019 | 2020 | 2021 | 2022 | 2023 | 2024 | 2025 | 2026 | 2027 | 2028 | 2029 | 2030 | 2031 | 2032 | 2033 | 2034 | 2035 | 2036 | 2037 | 2038 | 2039 | 2040 | 2041 | 2042 | 2043 | 2044 | 2045 | 2046 | 2047 | 2048 | 2049 | 2050
| Storage |  | 2744 | 2793 | 2818 | 2818 | 2868 | 2868 | 2868 | 2919 | 2979 | 3079 | 3179 | 3179 | 3791 | 4191 | 4191 | 4191 | 4191 | 4142 | 4117 | 4067 | 4067 | 4067 | 4067 | 4067 | 4067 | 4067 | 4167 | 4177 | 4187 | 4197 | 4217 | 4237 | 4257 | 4277 | 4307
| Biomass |  | 2099 | 2099 | 2099 | 2099 | 2099 | 2099 | 2099 | 2489 | 2774 | 2774 | 2774 | 2729 | 2635 | 2635 | 2635 | 2635 | 2635 | 2635 | 2635 | 730 | 730 | 730 | 730 | 730 | 730 | 730 | 730 | 730 | 730 | 730 | 500 | 500 | 500 | 500 | 500
| Gas |  | 29122 | 28992 | 27141 | 26906 | 25587 | 23740 | 21565 | 22465 | 26677 | 28028 | 26622 | 25598 | 24388 | 22290 | 22195 | 20384 | 17924 | 15127 | 14277 | 14277 | 14576 | 14090 | 13118 | 13118 | 13118 | 13118 | 13000 | 12900 | 12800 | 12700 | 12600 | 12500 | 12400 | 12300 | 12300
| CCS |  | 0 | 0 | 0 | 0 | 0 | 0 | 0 | 0 | 0 | 0 | 0 | 0 | 0 | 0 | 0 | 0 | 0 | 0 | 0 | 0 | 0 | 0 | 0 | 0 | 0 | 0 | 0 | 0 | 0 | 0 | 0 | 0 | 0 | 0 | 0
| CHP (Non-renewable) |  | 1840 | 1840 | 1840 | 1840 | 1840 | 1850 | 1850 | 1850 | 1850 | 1855 | 1855 | 1855 | 1855 | 1855 | 1855 | 324 | 354 | 213 | 213 | 213 | 213 | 201 | 201 | 201 | 201 | 201 | 201 | 201 | 175 | 175 | 175 | 150 | 150 | 150 | 150
| Coal |  | 12808 | 12783 | 10413 | 6922 | 3749 | 2775 | 2775 | 1284 | 0 | 0 | 0 | 0 | 0 | 0 | 0 | 0 | 0 | 0 | 0 | 0 | 0 | 0 | 0 | 0 | 0 | 0 | 0 | 0 | 0 | 0 | 0 | 0 | 0 | 0 | 0
| Other Thermal |  | 538 | 538 | 538 | 502 | 451 | 411 | 411 | 277 | 202 | 202 | 202 | 202 | 177 | 177 | 177 | 145 | 145 | 145 | 145 | 145 | 87 | 87 | 87 | 87 | 87 | 87 | 87 | 87 | 87 | 87 | 87 | 87 | 87 | 87 | 87
| Hydro |  | 1207 | 1207 | 1207 | 1207 | 1253 | 1253 | 1253 | 1253 | 1253 | 1262 | 1262 | 1262 | 1262 | 1262 | 1262 | 1262 | 1262 | 1262 | 1262 | 1262 | 1262 | 1262 | 1262 | 1262 | 1262 | 1262 | 1512 | 1762 | 2012 | 2262 | 2512 | 2762 | 3012 | 3262 | 3512
| Interconnectors |  | 3800 | 4005 | 4005 | 5005 | 5005 | 6005 | 8405 | 10405 | 13205 | 13205 | 16505 | 16505 | 16505 | 16505 | 16505 | 16505 | 16505 | 16505 | 16505 | 16505 | 16505 | 16505 | 16505 | 16505 | 16505 | 16505 | 16505 | 16505 | 16505 | 16505 | 16505 | 16505 | 16505 | 16505 | 16505
| Nuclear |  | 8974 | 8974 | 8974 | 8974 | 8974 | 8974 | 8027 | 7115 | 4752 | 4752 | 4752 | 4752 | 3662 | 4102 | 4286 | 5956 | 7356 | 9026 | 9026 | 10696 | 11825 | 11825 | 12954 | 12954 | 14083 | 14083 | 14083 | 15000 | 15000 | 15000 | 15000 | 16000 | 16800 | 17600 | 18600
| Offshore Wind |  | 4335 | 4335 | 6417 | 7090 | 8025 | 9085 | 9085 | 9989 | 10985 | 12230 | 14546 | 14946 | 15746 | 16496 | 16996 | 17496 | 18496 | 18496 | 19996 | 19996 | 20496 | 20496 | 20496 | 20496 | 20496 | 20496 | 20496 | 20496 | 20496 | 20496 | 20496 | 20496 | 20496 | 20496 | 20496
| Onshore Wind |  | 5589 | 6205 | 6894 | 7065 | 7182 | 7251 | 7451 | 7971 | 8856 | 9321 | 9712 | 9766 | 9766 | 9811 | 9811 | 9811 | 9811 | 9811 | 9811 | 9811 | 9811 | 9811 | 9811 | 9811 | 9811 | 9811 | 9811 | 9811 | 9811 | 9811 | 9811 | 9811 | 9811 | 9811 | 9811
| Solar |  | 0 | 0 | 0 | 0 | 0 | 0 | 0 | 0 | 70 | 70 | 70 | 70 | 70 | 70 | 70 | 70 | 70 | 70 | 70 | 70 | 70 | 70 | 70 | 70 | 70 | 70 | 70 | 70 | 70 | 70 | 70 | 70 | 70 | 70 | 70
| Marine |  | 15 | 15 | 15 | 25 | 25 | 25 | 25 | 25 | 25 | 375 | 375 | 521 | 604 | 857 | 907 | 907 | 907 | 907 | 907 | 907 | 907 | 907 | 1407 | 1907 | 2407 | 2407 | 2907 | 2907 | 3400 | 3400 | 3900 | 3900 | 4400 | 4800 | 5800
| Other Renewable (inc CHP) |  | 0 | 36 | 36 | 36 | 36 | 36 | 36 | 36 | 36 | 36 | 36 | 36 | 36 | 36 | 36 | 36 | 36 | 36 | 36 | 36 | 36 | 36 | 36 | 36 | 36 | 36 | 36 | 36 | 36 | 36 | 36 | 36 | 36 | 36 | 36
| TOTAL |  | 73071 | 73822 | 72397 | 70489 | 67094 | 66372 | 65850 | 68078 | 73664 | 77189 | 81890 | 81421 | 80497 | 80287 | 80926 | 79722 | 79692 | 78375 | 79000 | 78715 | 80585 | 80087 | 80744 | 81244 | 82873 | 82873 | 83605 | 84682 | 85309 | 85469 | 85909 | 87054 | 88524 | 89894 | 92174
A further breakdown of transmission storage and gas capacity out to 2040 is provided below:
Storage:
| Battery Storage |  | 0 | 49 | 74 | 74 | 123.9 | 123.9 | 123.9 | 174.9 | 234.9 | 234.9 | 334.9 | 334.9 | 334.9 | 334.9 | 334.9 | 334.9 | 334.9 | 285.9 | 260.9 | 211 | 211 | 211 | 211 | 211 | 211
| CAES Storage |  | 0 | 0 | 0 | 0 | 0 | 0 | 0 | 0 | 0 | 0 | 0 | 0 | 0 | 0 | 0 | 0 | 0 | 0 | 0 | 0 | 0 | 0 | 0 | 0 | 0
| Pumped_Storage |  | 2744 | 2744 | 2744 | 2744 | 2744 | 2744 | 2744 | 2744 | 2744 | 2844 | 2844 | 2844 | 3456 | 3856 | 3856 | 3856 | 3856 | 3856 | 3856 | 3856 | 3856 | 3856 | 3856 | 3856 | 3856
Gas:
| CCGT |  | 28121 | 27991 | 26740 | 26505 | 24893 | 23046 | 20871 | 21771 | 25684 | 27035 | 25629 | 24705 | 23196 | 21226 | 20831 | 19026 | 16566 | 13909 | 13059 | 13059 | 13059 | 12573 | 11601 | 11601 | 11601
| OCGT |  | 1001 | 1001 | 401 | 401 | 694 | 694 | 694 | 694 | 993 | 993 | 993 | 893 | 1192 | 1064 | 1364 | 1358 | 1358 | 1218 | 1218 | 1218 | 1517 | 1517 | 1517 | 1517 | 1517
Distributed & Sub 1MW Capacity (MW)
| Fuel Type | 2015 | 2016 | 2017 | 2018 | 2019 | 2020 | 2021 | 2022 | 2023 | 2024 | 2025 | 2026 | 2027 | 2028 | 2029 | 2030 | 2031 | 2032 | 2033 | 2034 | 2035 | 2036 | 2037 | 2038 | 2039 | 2040 | 2041 | 2042 | 2043 | 2044 | 2045 | 2046 | 2047 | 2048 | 2049 | 2050
| Biomass |  | 742.9977 | 996.3588 | 1045.8604 | 1054.9909 | 1063.7845 | 1072.271 | 1173.4767 | 1184.1291 | 1194.4633 | 1204.5039 | 1214.2726 | 1223.7889 | 1197.9905 | 1207.099 | 1216.2337 | 1226.612 | 1235.3974 | 1202.4922 | 1211.2109 | 1188.8825 | 1197.9313 | 1206.6445 | 1215.4901 | 1224.3324 | 1231.8722 | 1239.4186 | 1246.7448 | 1251.1753 | 1255.3979 | 1259.3564 | 1261.8206 | 1264.1269 | 1265.4681 | 1266.7912 | 1268.2453
| CHP (Non-renewable) |  | 2183.0149 | 2568.2425 | 2693.8688 | 2671.6759 | 2815.765 | 2918.5707 | 3103.8093 | 3369.0132 | 3503.7323 | 3666.5738 | 3806.5012 | 4003.8158 | 4132.1929 | 4283.066 | 4451.886 | 4633.6539 | 4786.0988 | 4954.634 | 5146.6979 | 5399.1743 | 5600.4449 | 5726.125 | 5862.1534 | 6043.6733 | 6168.6367 | 6299.0316 | 6424.3597 | 6545.2425 | 6667.7066 | 6786.942 | 6906.3963 | 7022.3809 | 7137.7725 | 7244.7294 | 7353.4919
| Hydro |  | 536.1394 | 556.2996 | 577.2043 | 598.8866 | 619.0585 | 639.619 | 658.2717 | 677.0121 | 695.8428 | 714.7662 | 733.7847 | 752.9007 | 772.1164 | 791.4341 | 810.2665 | 828.6454 | 846.6009 | 864.1617 | 880.8752 | 894.286 | 906.967 | 918.9972 | 930.1324 | 940.5152 | 950.267 | 959.4911 | 968.2754 | 976.5548 | 984.4422 | 992.0277 | 999.3837 | 1006.5683 | 1013.628 | 1020.6003 | 1027.5152
| Marine |  | 41 | 47.5 | 47.5 | 48 | 49.2 | 59.2 | 69.2 | 79.2 | 89.2 | 110.2 | 120.2 | 140.2 | 150.2 | 160.2 | 180.2 | 190.2 | 220.2 | 230.2 | 250.2 | 250.2 | 260.2 | 260.2 | 260.2 | 260.2 | 260.2 | 260.2 | 260.2 | 260.2 | 260.2 | 260.2 | 260.2 | 260.2 | 260.2 | 260.2 | 260.2
| Offshore Wind |  | 742.8 | 742.8 | 742.8 | 742.8 | 742.8 | 742.8 | 742.8 | 842.7 | 842.7 | 842.7 | 842.7 | 842.7 | 842.7 | 842.7 | 842.7 | 842.7 | 842.7 | 842.7 | 842.7 | 842.7 | 842.7 | 842.7 | 842.7 | 842.7 | 842.7 | 842.7 | 842.7 | 842.7 | 842.7 | 842.7 | 842.7 | 842.7 | 842.7 | 842.7 | 842.7
| Onshore Wind |  | 4790.6549 | 5163.7317 | 5348.7912 | 5482.2317 | 5544.2048 | 5620.5966 | 5708.0342 | 5808.2634 | 5912.7238 | 6021.8858 | 6131.7148 | 6242.2878 | 6353.6786 | 6464.3549 | 6574.3531 | 6683.7073 | 6790.8453 | 6895.8285 | 6998.7153 | 7099.5621 | 7198.4227 | 7295.3487 | 7390.39 | 7483.5944 | 7575.008 | 7664.6753 | 7752.6392 | 7838.9411 | 7923.6211 | 8006.7181 | 8088.2694 | 8168.3115 | 8246.8796 | 8324.0078 | 8399.7292
| Other Renewable (inc CHP) |  | 2794.4655 | 2899.9813 | 3230.342 | 3510.0741 | 3662.0677 | 3780.087 | 3912.8088 | 4037.5637 | 4177.1093 | 4324.3643 | 4515.1339 | 4695.8921 | 4899.0853 | 5111.2366 | 5357.2426 | 5568.0379 | 5764.0532 | 5943.4865 | 6160.6749 | 6309.4682 | 6437.138 | 6505.3616 | 6544.6808 | 6559.1248 | 6550.0489 | 6549.2472 | 6549.7361 | 6555.7212 | 6565.5318 | 6578.1633 | 6594.6039 | 6613.1898 | 6635.3702 | 6656.9723 | 6679.548
| Other Thermal |  | 2436.3657 | 2912.6269 | 3693.8427 | 4417.5339 | 4923.4576 | 5499.7999 | 6106.7157 | 6804.9882 | 7530.0739 | 8291.1235 | 9049.7874 | 9899.2842 | 10830.2916 | 11831.1738 | 12520.9058 | 13088.6235 | 13626.2895 | 14138.0328 | 14572.6067 | 14828.6106 | 15032.767 | 15187.7221 | 15343.2104 | 15499.2388 | 15623.614 | 15748.0779 | 15872.6307 | 15997.273 | 16122.0052 | 16246.8277 | 16371.7411 | 16496.7457 | 16621.842 | 16747.0305 | 16872.3116
| Solar |  | 11313.875 | 12516.6126 | 13366.0766 | 14237.1661 | 15278.3952 | 16453.0515 | 17916.2698 | 19535.5311 | 21442.0631 | 23463.5807 | 25504.9871 | 27462.3254 | 29232.9248 | 30675.274 | 31978.4604 | 33243.8428 | 34417.4188 | 35504.1142 | 36549.6913 | 37462.8164 | 38335.6106 | 39076.9615 | 39680.2918 | 40254.5501 | 40693.2953 | 41032.0404 | 41370.7855 | 41709.5307 | 42048.2758 | 42387.021 | 42725.7661 | 43064.5112 | 43403.2564 | 43742.0015 | 44080.7467
| Storage |  | 845 | 917 | 1306 | 2491 | 2934 | 2999 | 3085 | 3200 | 3362 | 3652 | 3867 | 4057 | 4274 | 4464 | 4695 | 4871 | 5033 | 5195 | 5311 | 5361 | 5429 | 5534 | 5654 | 5744 | 5899 | 5920 | 5933 | 6002 | 6043 | 6091 | 6200 | 6197 | 6296 | 6385 | 6392
| TOTAL |  | 26426.3131 | 29321.1535 | 32052.2859 | 35254.3592 | 37632.7333 | 39784.9956 | 42476.3863 | 45538.4007 | 48749.9085 | 52291.6982 | 55786.0816 | 59320.1948 | 62685.1802 | 65830.5384 | 68627.2481 | 71177.0229 | 73562.6041 | 75770.6499 | 77924.3723 | 79636.7001 | 81241.1815 | 82554.0606 | 83723.249 | 84851.929 | 85794.6422 | 86514.882 | 87221.0714 | 87979.3386 | 88712.8806 | 89450.9562 | 90250.8812 | 90935.7343 | 91723.1168 | 92490.033 | 93176.4879
A further breakdown of distributed and sub 1MW capacities are provided on ES12
93176.4879

## ES11
Consumer Power 2017 - Generation output by technology
Total Output (TWh)
| Fuel Type | 2015 | 2016 | 2017 | 2018 | 2019 | 2020 | 2021 | 2022 | 2023 | 2024 | 2025 | 2026 | 2027 | 2028 | 2029 | 2030 | 2031 | 2032 | 2033 | 2034 | 2035 | 2036 | 2037 | 2038 | 2039 | 2040 | 2041 | 2042 | 2043 | 2044 | 2045 | 2046 | 2047 | 2048 | 2049 | 2050
| Biomass |  | 17.847 | 19.8618 | 19.9817 | 19.8832 | 19.7842 | 19.5509 | 19.7462 | 21.91 | 22.2486 | 21.9108 | 21.8562 | 21.6394 | 21.3103 | 21.1649 | 21.5666 | 21.335 | 20.686 | 19.9799 | 19.6334 | 6.4138 | 6.1563 | 6.1219 | 6.0767 | 6.0259 | 5.8466 | 5.9142 | 5.9658 | 5.8534 | 5.8908 | 5.9659 | 5.4146 | 5.3332 | 5.2834 | 5.2996 | 5.3307
| CCS |  | 0 | 0 | 0 | 0 | 0 | 0 | 0 | 0 | 0 | 0 | 0 | 0 | 0 | 0 | 0 | 0 | 0 | 0 | 0 | 0 | 0 | 0 | 0 | 0 | 0 | 0 | 0 | 0 | 0 | 0 | 0 | 0 | 0 | 0 | 0
| CHP |  | 19.8939 | 18.5305 | 18.5154 | 17.9817 | 18.2229 | 18.785 | 18.4514 | 19.3943 | 19.5091 | 20.1517 | 20.1201 | 20.2283 | 20.92 | 21.4187 | 21.9939 | 13.0941 | 13.1242 | 12.83 | 12.2675 | 12.9445 | 11.3059 | 11.3176 | 10.6221 | 10.0655 | 8.6681 | 8.6617 | 8.9638 | 8.6314 | 8.8798 | 9.2873 | 9.6327 | 9.2656 | 9.036 | 8.9785 | 8.6129
| Gas |  | 122.1 | 130.0495 | 117.8337 | 104.5121 | 98.3402 | 88.3866 | 77.4329 | 77.5129 | 97.403 | 114.7498 | 110.018 | 109.5828 | 107.8392 | 102.8195 | 105.3656 | 94.8935 | 76.8112 | 59.8584 | 51.3781 | 51.8192 | 42.0006 | 38.7776 | 31.5163 | 27.7156 | 23.73 | 24.2956 | 24.5099 | 22.5828 | 22.7704 | 23.7279 | 24.4151 | 22.4341 | 20.839 | 19.8684 | 18.0959
| Coal |  | 24 | 2.8566 | 2.1611 | 1.3593 | 1.2549 | 1.0899 | 1.2726 | 0.89252 | 0 | 0 | 0 | 0 | 0 | 0 | 0 | 0 | 0 | 0 | 0 | 0 | 0 | 0 | 0 | 0 | 0 | 0 | 0 | 0 | 0 | 0 | 0 | 0 | 0 | 0 | 0
| Hydro |  | 4.7 | 6.5071 | 6.507 | 6.5075 | 6.8476 | 6.8476 | 6.8476 | 6.8515 | 6.8515 | 6.8515 | 6.8515 | 6.8515 | 6.8515 | 6.8515 | 6.8481 | 6.8493 | 6.8515 | 6.8515 | 6.8515 | 6.8515 | 6.8515 | 6.8515 | 6.8515 | 6.8515 | 6.8514 | 6.8514 | 6.8515 | 6.8514 | 6.8514 | 6.8514 | 6.8515 | 6.8514 | 6.8514 | 6.8514 | 6.8482
| Interconnectors |  | 14.9743 | 27.059 | 27.7566 | 36.4466 | 35.2037 | 40.1386 | 53.6637 | 50.8297 | 39.9718 | 14.7297 | 10.7008 | 6.622 | 11.6566 | 7.5624 | -2.2034 | 4.3638 | 12.0938 | 21.186 | 27.2469 | 29.7289 | 35.6822 | 42.4687 | 45.1116 | 52.9626 | 52.9002 | 52.9002 | 52.9002 | 52.9002 | 52.9002 | 52.9002 | 52.9002 | 52.9002 | 52.9002 | 52.9002 | 52.9002
| Marine |  | 0 | 0.21898 | 0.21898 | 0.25577 | 0.25997 | 0.29501 | 0.33005 | 0.36508 | 0.40012 | 1.7 | 1.735 | 2.3166 | 2.6425 | 3.564 | 3.8092 | 3.8442 | 3.9494 | 3.9844 | 4.0545 | 4.0542 | 4.0893 | 4.0891 | 5.8406 | 7.5922 | 9.3434 | 9.3436 | 11.0951 | 11.0948 | 12.8214 | 12.8217 | 14.5727 | 14.572 | 16.3224 | 17.7227 | 21.2231
| Nuclear |  | 67.1 | 61.3833 | 61.3322 | 61.2869 | 61.2469 | 61.1006 | 54.7076 | 48.4216 | 32.2511 | 32.0737 | 32.0914 | 32.1523 | 24.7073 | 28.4712 | 30.7587 | 43.058 | 52.5457 | 63.8176 | 63.2337 | 74.9654 | 81.3004 | 80.6296 | 87.4703 | 85.5736 | 92.388 | 94.3601 | 94.5934 | 99.5179 | 99.7009 | 100.6047 | 100.7806 | 106.1897 | 110.1608 | 114.7401 | 119.2796
| Offshore Wind |  | 16.6 | 17.6385 | 25.0397 | 27.4343 | 30.9565 | 34.8508 | 34.9639 | 38.4968 | 42.3916 | 46.3713 | 54.8637 | 56.6484 | 60.026 | 63.0878 | 65.1591 | 67.3527 | 71.092 | 71.0854 | 76.9067 | 76.9009 | 78.9776 | 78.961 | 78.9311 | 78.8538 | 78.8236 | 78.833 | 78.8259 | 78.8236 | 78.8098 | 78.8157 | 78.8088 | 78.8112 | 78.8037 | 78.7895 | 78.7378
| Onshore Wind |  | 21.5 | 25.2316 | 27.3788 | 27.9455 | 28.3133 | 28.5912 | 29.2397 | 30.7161 | 33.1446 | 34.3332 | 35.5632 | 35.9703 | 36.2127 | 36.5693 | 36.9005 | 37.1347 | 37.3136 | 37.5782 | 37.7407 | 37.9613 | 38.1339 | 38.3102 | 38.4709 | 38.6368 | 38.866 | 39.0723 | 39.2511 | 39.438 | 39.6122 | 39.786 | 39.9524 | 40.1349 | 40.2929 | 40.4502 | 40.5815
| Solar |  | 8.525 | 9.4312 | 10.0713 | 10.7277 | 11.5122 | 12.3973 | 13.4998 | 14.72 | 16.2139 | 17.7371 | 19.2753 | 20.7502 | 22.0843 | 23.1711 | 24.1531 | 25.1065 | 25.9908 | 26.8096 | 27.5975 | 28.2801 | 28.9393 | 29.4927 | 29.9433 | 30.3752 | 30.6972 | 30.9564 | 31.2111 | 31.4615 | 31.7139 | 31.9718 | 32.2243 | 32.4725 | 32.72 | 32.9704 | 33.2147
| Other Thermal |  | 0.2 | 0.0059962 | 0.012678 | 0.056752 | 0.27148 | 0.34452 | 0.43455 | 0.6943 | 0.33145 | 0.096771 | 0.25258 | 0.24536 | 0.28551 | 0.28043 | 0.36287 | 0.30992 | 0.33378 | 0.38306 | 0.39439 | 0.47013 | 0.21109 | 0.30271 | 0.38511 | 0.35565 | 0.2792 | 0.31744 | 0.33282 | 0.25197 | 0.28143 | 0.32075 | 0.39719 | 0.32566 | 0.28783 | 0.27494 | 0.24434
| Other Renewable |  | 14.3591 | 15.7094 | 17.4663 | 18.9727 | 19.815 | 20.5231 | 21.6421 | 22.3377 | 23.1098 | 23.9404 | 24.9785 | 25.9592 | 27.0726 | 28.2114 | 29.5284 | 30.6561 | 31.7067 | 32.6917 | 33.8521 | 34.6708 | 35.3631 | 35.7493 | 35.9852 | 36.0915 | 36.0695 | 36.0209 | 36.047 | 36.089 | 36.1497 | 36.2248 | 36.3118 | 36.4096 | 36.5209 | 36.6292 | 36.7437
| TOTAL |  | 331.7993 | 334.4835 | 334.2754 | 333.3698 | 332.0289 | 332.9011 | 332.232 | 333.1424 | 333.8265 | 334.646 | 338.3064 | 338.9663 | 341.6086 | 343.1722 | 344.2427 | 347.9979 | 352.4986 | 357.0557 | 361.1568 | 365.0607 | 369.0112 | 373.0718 | 377.2046 | 381.0997 | 384.4631 | 387.5269 | 390.5476 | 393.496 | 396.382 | 399.2781 | 402.2618 | 405.7003 | 410.0184 | 415.4753 | 421.8128
| Carbon Intensity (gCO2/kWh) |  | 242.5972 | 189.6599 | 173.3125 | 159.1552 | 151.9414 | 141.6294 | 134.4636 | 132.8661 | 147.0354 | 153.9298 | 144.9434 | 142.1292 | 142.1426 | 134.7751 | 135.4976 | 114.1169 | 96.2723 | 79.4664 | 70.3546 | 71.4116 | 58.9963 | 56.343 | 47.9262 | 43.7497 | 37.3361 | 36.2489 | 36.4976 | 33.6328 | 33.8411 | 35.054 | 35.9787 | 33.0696 | 30.7869 | 29.3056 | 26.7055
Transmission Output (TWh)
| Fuel Type | 2015 | 2016 | 2017 | 2018 | 2019 | 2020 | 2021 | 2022 | 2023 | 2024 | 2025 | 2026 | 2027 | 2028 | 2029 | 2030 | 2031 | 2032 | 2033 | 2034 | 2035 | 2036 | 2037 | 2038 | 2039 | 2040 | 2041 | 2042 | 2043 | 2044 | 2045 | 2046 | 2047 | 2048 | 2049 | 2050
| Biomass |  | 13.6691 | 15.4063 | 15.341 | 15.2719 | 15.1932 | 15.0218 | 15.1391 | 17.3066 | 17.6505 | 17.3397 | 17.2974 | 17.0882 | 16.9653 | 16.827 | 17.2402 | 17.0053 | 16.3598 | 15.8893 | 15.548 | 2.5005 | 2.2366 | 2.1951 | 2.1397 | 2.0763 | 1.8827 | 1.867 | 1.905 | 1.7812 | 1.8076 | 1.8726 | 1.312 | 1.2215 | 1.1626 | 1.1699 | 1.1913
| CCS |  | 0 | 0 | 0 | 0 | 0 | 0 | 0 | 0 | 0 | 0 | 0 | 0 | 0 | 0 | 0 | 0 | 0 | 0 | 0 | 0 | 0 | 0 | 0 | 0 | 0 | 0 | 0 | 0 | 0 | 0 | 0 | 0 | 0 | 0 | 0
| CHP |  | 9.7275 | 9.5854 | 9.466 | 9.4237 | 9.4342 | 9.4614 | 9.4636 | 9.4846 | 9.4659 | 9.4465 | 9.4733 | 9.4791 | 9.5444 | 9.5723 | 9.6409 | 0.78198 | 0.93799 | 0.78652 | 0.76992 | 0.77566 | 0.73966 | 0.67382 | 0.6749 | 0.65832 | 0.6453 | 0.42509 | 0.4237 | 0.41869 | 0.36549 | 0.36826 | 0.37428 | 0.31507 | 0.31198 | 0.31144 | 0.31067
| Gas |  | 120.2444 | 130.049 | 117.8324 | 104.5074 | 98.3212 | 88.373 | 77.421 | 77.5058 | 97.3991 | 114.7471 | 110.0141 | 109.5815 | 107.8378 | 102.8177 | 105.3641 | 94.8921 | 76.8097 | 59.8573 | 51.3769 | 51.8179 | 42.0003 | 38.7772 | 31.5159 | 27.7153 | 23.7298 | 24.2954 | 24.5098 | 22.5827 | 22.7703 | 23.7277 | 24.4149 | 22.434 | 20.8388 | 19.8682 | 18.0958
| Coal |  | 23.9859 | 2.8566 | 2.1611 | 1.3593 | 1.2549 | 1.0899 | 1.2726 | 0.89252 | 0 | 0 | 0 | 0 | 0 | 0 | 0 | 0 | 0 | 0 | 0 | 0 | 0 | 0 | 0 | 0 | 0 | 0 | 0 | 0 | 0 | 0 | 0 | 0 | 0 | 0 | 0
| Hydro |  | 2.9135 | 6.4499 | 6.4499 | 6.4499 | 6.7886 | 6.7886 | 6.7886 | 6.7925 | 6.7925 | 6.7925 | 6.7925 | 6.7925 | 6.7925 | 6.7925 | 6.7892 | 6.7903 | 6.7925 | 6.7925 | 6.7925 | 6.7925 | 6.7925 | 6.7925 | 6.7925 | 6.7925 | 6.7924 | 6.7925 | 6.7925 | 6.7924 | 6.7924 | 6.7925 | 6.7925 | 6.7924 | 6.7924 | 6.7924 | 6.7893
| Interconnectors |  | 14.9743 | 27.059 | 27.7566 | 36.4466 | 35.2037 | 40.1386 | 53.6637 | 50.8297 | 39.9718 | 14.7297 | 10.7008 | 6.622 | 11.6566 | 7.5624 | -2.2034 | 4.3638 | 12.0938 | 21.186 | 27.2469 | 29.7289 | 35.6822 | 42.4687 | 45.1116 | 52.9626 | 52.9002 | 52.9002 | 52.9002 | 52.9002 | 52.9002 | 52.9002 | 52.9002 | 52.9002 | 52.9002 | 52.9002 | 52.9002
| Marine |  | 0.00093439 | 0.052555 | 0.052555 | 0.087592 | 0.087592 | 0.087592 | 0.087592 | 0.087592 | 0.087592 | 1.3139 | 1.3139 | 1.8254 | 2.1162 | 3.0027 | 3.1778 | 3.1778 | 3.1778 | 3.1778 | 3.1778 | 3.1777 | 3.1777 | 3.1776 | 4.929 | 6.6807 | 8.4319 | 8.4321 | 10.1835 | 10.1833 | 11.9099 | 11.9102 | 13.6612 | 13.6606 | 15.411 | 16.8114 | 20.3119
| Nuclear |  | 67.0942 | 61.3833 | 61.3322 | 61.2869 | 61.2469 | 61.1006 | 54.7076 | 48.4216 | 32.2511 | 32.0737 | 32.0914 | 32.1523 | 24.7073 | 28.4712 | 30.7587 | 43.058 | 52.5457 | 63.8176 | 63.2337 | 74.9654 | 81.3004 | 80.6296 | 87.4703 | 85.5736 | 92.388 | 94.3601 | 94.5934 | 99.5179 | 99.7009 | 100.6047 | 100.7806 | 106.1897 | 110.1608 | 114.7401 | 119.2796
| Offshore Wind |  | 14.1267 | 14.9375 | 22.3387 | 24.7333 | 28.2555 | 32.1498 | 32.2628 | 35.4326 | 39.3273 | 43.3071 | 51.7995 | 53.5841 | 56.9618 | 60.0236 | 62.0948 | 64.2885 | 68.0278 | 68.0211 | 73.8425 | 73.8367 | 75.9133 | 75.8968 | 75.8668 | 75.7896 | 75.7594 | 75.7688 | 75.7617 | 75.7594 | 75.7456 | 75.7515 | 75.7446 | 75.747 | 75.7396 | 75.7253 | 75.6736
| Onshore Wind |  | 9.065 | 14.3908 | 16.1494 | 16.436 | 16.6737 | 16.7912 | 17.2561 | 18.5221 | 20.7313 | 21.6907 | 22.6902 | 22.8651 | 22.8736 | 22.9979 | 23.0982 | 23.1028 | 23.0567 | 23.101 | 23.0474 | 23.0565 | 23.0215 | 22.9944 | 22.9558 | 22.926 | 22.9634 | 22.9813 | 22.9755 | 22.9813 | 22.9778 | 22.9772 | 22.9724 | 22.9869 | 22.9801 | 22.9756 | 22.948
| Solar |  | 0 | 0 | 0 | 0 | 0 | 0 | 0 | 0 | 0.057389 | 0.057389 | 0.057389 | 0.057389 | 0.057389 | 0.057389 | 0.057389 | 0.057389 | 0.057389 | 0.057389 | 0.057389 | 0.057155 | 0.057155 | 0.057155 | 0.057155 | 0.057004 | 0.056794 | 0.056794 | 0.056794 | 0.056755 | 0.056523 | 0.056523 | 0.056436 | 0.056436 | 0.056523 | 0.056523 | 0.056436
| Other Thermal |  | 0 | 0.000864 | 0.0019572 | 0.0090277 | 0.036088 | 0.032955 | 0.03577 | 0.044644 | 0.030672 | 0.0098111 | 0.020218 | 0.017122 | 0.021102 | 0.01919 | 0.029266 | 0.020243 | 0.02297 | 0.024569 | 0.020548 | 0.028288 | 0.011476 | 0.016038 | 0.018878 | 0.015331 | 0.012312 | 0.01032 | 0.010414 | 0.008874 | 0.0097092 | 0.011588 | 0.013468 | 0.012215 | 0.010336 | 0.010336 | 0.0084398
| Other Renewable |  |  | 0.23901 | 0.23862 | 0.23829 | 0.23801 | 0.23727 | 0.23793 | 0.23747 | 0.23763 | 0.23691 | 0.23708 | 0.23721 | 0.23721 | 0.23731 | 0.238 | 0.238 | 0.23773 | 0.23777 | 0.23763 | 0.23757 | 0.23714 | 0.23698 | 0.23675 | 0.23652 | 0.23665 | 0.23695 | 0.23669 | 0.23678 | 0.23664 | 0.23705 | 0.23675 | 0.23679 | 0.23682 | 0.23678 | 0.23662
| TOTAL |  | 275.8015 | 282.4102 | 279.1203 | 276.2497 | 272.7336 | 271.2728 | 268.3364 | 265.5576 | 264.0028 | 261.745 | 262.4878 | 260.3019 | 259.7713 | 258.3812 | 256.2852 | 257.7763 | 260.1199 | 262.9489 | 265.3512 | 266.9748 | 271.17 | 273.9157 | 277.7694 | 281.4836 | 285.7989 | 288.1266 | 290.3492 | 293.2196 | 295.2732 | 297.21 | 299.2594 | 302.5529 | 306.6012 | 311.5984 | 317.8019
Distributed Output (TWh)
| Fuel Type | 2015 | 2016 | 2017 | 2018 | 2019 | 2020 | 2021 | 2022 | 2023 | 2024 | 2025 | 2026 | 2027 | 2028 | 2029 | 2030 | 2031 | 2032 | 2033 | 2034 | 2035 | 2036 | 2037 | 2038 | 2039 | 2040 | 2041 | 2042 | 2043 | 2044 | 2045 | 2046 | 2047 | 2048 | 2049 | 2050
| Biomass |  | 4.178 | 4.4555 | 4.6407 | 4.6113 | 4.591 | 4.5291 | 4.6071 | 4.6035 | 4.598 | 4.5711 | 4.5587 | 4.5512 | 4.345 | 4.3379 | 4.3264 | 4.3297 | 4.3262 | 4.0906 | 4.0853 | 3.9132 | 3.9197 | 3.9268 | 3.937 | 3.9496 | 3.9639 | 4.0472 | 4.0608 | 4.0722 | 4.0831 | 4.0933 | 4.1026 | 4.1117 | 4.1208 | 4.1296 | 4.1394
| CCS |  | 0 | 0 | 0 | 0 | 0 | 0 | 0 | 0 | 0 | 0 | 0 | 0 | 0 | 0 | 0 | 0 | 0 | 0 | 0 | 0 | 0 | 0 | 0 | 0 | 0 | 0 | 0 | 0 | 0 | 0 | 0 | 0 | 0 | 0 | 0
| CHP |  | 10.1664 | 8.9451 | 9.0494 | 8.558 | 8.7887 | 9.3235 | 8.9878 | 9.9098 | 10.0432 | 10.7052 | 10.6468 | 10.7493 | 11.3756 | 11.8464 | 12.353 | 12.3121 | 12.1862 | 12.0435 | 11.4975 | 12.1688 | 10.5663 | 10.6438 | 9.9472 | 9.4072 | 8.0228 | 8.2366 | 8.5401 | 8.2127 | 8.5143 | 8.919 | 9.2584 | 8.9506 | 8.7241 | 8.6671 | 8.3023
| Gas |  | 1.8556 | 0.0005184 | 0.0013776 | 0.0047196 | 0.019053 | 0.01362 | 0.01195 | 0.0070734 | 0.003978 | 0.0026388 | 0.0039636 | 0.0012492 | 0.0014472 | 0.0018571 | 0.0015552 | 0.0013788 | 0.0015048 | 0.001098 | 0.0012276 | 0.0012636 | 0.0003312 | 0.0003924 | 0.0004212 | 0.0002952 | 0.0002196 | 0.0001692 | 0.0001764 | 0.000144 | 0.0001476 | 0.0001764 | 0.0001944 | 0.0001764 | 0.0001512 | 0.0001512 | 0.0001368
| Coal |  | 0.014125 | 0 | 0 | 0 | 0 | 0 | 0 | 0 | 0 | 0 | 0 | 0 | 0 | 0 | 0 | 0 | 0 | 0 | 0 | 0 | 0 | 0 | 0 | 0 | 0 | 0 | 0 | 0 | 0 | 0 | 0 | 0 | 0 | 0 | 0
| Hydro |  | 1.7865 | 0.057183 | 0.057116 | 0.057591 | 0.058963 | 0.058963 | 0.058963 | 0.058963 | 0.058963 | 0.058963 | 0.058963 | 0.058963 | 0.058963 | 0.058963 | 0.058963 | 0.058963 | 0.058963 | 0.058963 | 0.058963 | 0.058963 | 0.058963 | 0.058963 | 0.058963 | 0.058963 | 0.058963 | 0.058963 | 0.058963 | 0.058963 | 0.058963 | 0.058963 | 0.058963 | 0.058963 | 0.058963 | 0.058963 | 0.058963
| Interconnectors |  | 0 | 0 | 0 | 0 | 0 | 0 | 0 | 0 | 0 | 0 | 0 | 0 | 0 | 0 | 0 | 0 | 0 | 0 | 0 | 0 | 0 | 0 | 0 | 0 | 0 | 0 | 0 | 0 | 0 | 0 | 0 | 0 | 0 | 0 | 0
| Marine |  | -0.00093439 | 0.16643 | 0.16643 | 0.16818 | 0.17238 | 0.20742 | 0.24246 | 0.27749 | 0.31253 | 0.38611 | 0.42114 | 0.49122 | 0.52625 | 0.56129 | 0.63136 | 0.6664 | 0.77151 | 0.80655 | 0.87662 | 0.87657 | 0.91162 | 0.91158 | 0.91154 | 0.91154 | 0.9115 | 0.91152 | 0.91151 | 0.91149 | 0.91146 | 0.91148 | 0.91145 | 0.91141 | 0.91135 | 0.91132 | 0.91123
| Nuclear |  | 0.0057652 | 0 | 0 | 0 | 0 | 0 | 0 | 0 | 0 | 0 | 0 | 0 | 0 | 0 | 0 | 0 | 0 | 0 | 0 | 0 | 0 | 0 | 0 | 0 | 0 | 0 | 0 | 0 | 0 | 0 | 0 | 0 | 0 | 0 | 0
| Offshore Wind |  | 2.4733 | 2.701 | 2.701 | 2.701 | 2.701 | 2.701 | 2.701 | 3.0643 | 3.0643 | 3.0643 | 3.0643 | 3.0643 | 3.0643 | 3.0643 | 3.0643 | 3.0643 | 3.0643 | 3.0643 | 3.0643 | 3.0642 | 3.0643 | 3.0642 | 3.0642 | 3.0642 | 3.0642 | 3.0642 | 3.0642 | 3.0642 | 3.0642 | 3.0642 | 3.0642 | 3.0642 | 3.0642 | 3.0642 | 3.0642
| Onshore Wind |  | 12.435 | 10.8409 | 11.2294 | 11.5095 | 11.6396 | 11.8 | 11.9836 | 12.194 | 12.4133 | 12.6425 | 12.873 | 13.1052 | 13.3391 | 13.5714 | 13.8023 | 14.0319 | 14.2569 | 14.4773 | 14.6933 | 14.9048 | 15.1124 | 15.3157 | 15.5151 | 15.7108 | 15.9026 | 16.0909 | 16.2756 | 16.4567 | 16.6344 | 16.8089 | 16.98 | 17.148 | 17.3128 | 17.4746 | 17.6335
| Solar |  | 8.525 | 9.4312 | 10.0713 | 10.7277 | 11.5122 | 12.3973 | 13.4998 | 14.72 | 16.1565 | 17.6797 | 19.2179 | 20.6928 | 22.0269 | 23.1137 | 24.0957 | 25.0491 | 25.9334 | 26.7522 | 27.5401 | 28.223 | 28.8821 | 29.4356 | 29.8861 | 30.3182 | 30.6404 | 30.8996 | 31.1543 | 31.4047 | 31.6574 | 31.9152 | 32.1679 | 32.4161 | 32.6634 | 32.9139 | 33.1583
| Other Thermal |  | 0.2 | 0.0051322 | 0.010721 | 0.047724 | 0.23539 | 0.31156 | 0.39878 | 0.64965 | 0.30077 | 0.08696 | 0.23236 | 0.22824 | 0.2644 | 0.26124 | 0.3336 | 0.28968 | 0.31081 | 0.35849 | 0.37384 | 0.44184 | 0.19962 | 0.28667 | 0.36623 | 0.34032 | 0.26689 | 0.30712 | 0.32241 | 0.2431 | 0.27172 | 0.30916 | 0.38372 | 0.31344 | 0.2775 | 0.26461 | 0.2359
| Other Renewable |  | 14.3591 | 15.4704 | 17.2277 | 18.7344 | 19.5769 | 20.2858 | 21.4041 | 22.1002 | 22.8721 | 23.7035 | 24.7414 | 25.722 | 26.8354 | 27.9741 | 29.2904 | 30.4181 | 31.4689 | 32.4539 | 33.6145 | 34.4333 | 35.126 | 35.5123 | 35.7484 | 35.855 | 35.8328 | 35.784 | 35.8103 | 35.8522 | 35.9131 | 35.9878 | 36.0751 | 36.1728 | 36.2841 | 36.3924 | 36.5071
| TOTAL |  | 55.9978 | 52.0733 | 55.1552 | 57.1201 | 59.2953 | 61.6284 | 63.8956 | 67.5848 | 69.8237 | 72.9009 | 75.8186 | 78.6644 | 81.8373 | 84.791 | 87.9575 | 90.2217 | 92.3787 | 94.1068 | 95.8056 | 98.086 | 97.8412 | 99.1561 | 99.4352 | 99.6161 | 98.6642 | 99.4003 | 100.1984 | 100.2764 | 101.1088 | 102.0681 | 103.0025 | 103.1474 | 103.4173 | 103.8769 | 104.0109

## ES12
Distributed and micro (sub 1MW) capacity
Two Degrees
MW
| Fuel Type | Sub Fuel Type | 2015 | 2016 | 2017 | 2018 | 2019 | 2020 | 2021 | 2022 | 2023 | 2024 | 2025 | 2026 | 2027 | 2028 | 2029 | 2030 | 2031 | 2032 | 2033 | 2034 | 2035 | 2036 | 2037 | 2038 | 2039 | 2040 | 2041 | 2042 | 2043 | 2044 | 2045 | 2046 | 2047 | 2048 | 2049 | 2050
| CHP (Non-renewable) | Coal CHP |  | 14.695 | 0 | 0 | 0 | 0 | 0 | 0 | 0 | 0 | 0 | 0 | 0 | 0 | 0 | 0 | 0 | 0 | 0 | 0 | 0 | 0 | 0 | 0 | 0 | 0 | 0 | 0 | 0 | 0 | 0 | 0 | 0 | 0 | 0 | 0
| CHP (Non-renewable) | Gas CHP |  | 1095.2958 | 1239.3439 | 1305.4585 | 1297.4443 | 1356.5056 | 1351.4254 | 1351.8669 | 1353.1571 | 1355.6623 | 1379.5548 | 1380.4749 | 1375.4418 | 1384.7412 | 1396.9187 | 1404.785 | 1407.5488 | 1410.5422 | 1422.1886 | 1436.6813 | 1469.7431 | 1488.5594 | 1487.3077 | 1484.9269 | 1483.0701 | 1471.2866 | 1455.8286 | 1457.8195 | 1456.5358 | 1450.8567 | 1448.6011 | 1441.3582 | 1428.0543 | 1407.8948 | 1386.927 | 1357.4945
| Other Renewable (inc CHP) | Advanced Conversion Technology (ACT) CHP |  | 1.1 | 1.1 | 11.1 | 11.1 | 11.1 | 11.1 | 32.4 | 35.1 | 37.8 | 40.5 | 86.4 | 91.8 | 97.2 | 102.6 | 180 | 189 | 193.5 | 198 | 277.2 | 277.2 | 277.2 | 277.2 | 277.2 | 277.2 | 277.2 | 277.2 | 277.2 | 277.2 | 277.2 | 277.2 | 277.2 | 277.2 | 277.2 | 277.2 | 277.2
| Other Renewable (inc CHP) | Anaerobic Digestion CHP |  | 139.788 | 143.1321 | 146.4328 | 149.6972 | 152.9312 | 156.1401 | 159.3284 | 162.5002 | 165.6592 | 168.8086 | 171.9515 | 175.0903 | 177.7899 | 180.4757 | 183.1498 | 185.8141 | 188.4703 | 191.1199 | 193.2867 | 195.4379 | 197.5748 | 199.2048 | 200.8135 | 201.9001 | 202.9611 | 203.9978 | 205.0111 | 206.0022 | 206.972 | 207.9213 | 208.8511 | 209.7621 | 210.655 | 211.5306 | 212.3896
| Biomass | Biomass CHP |  | 198.246 | 230.6939 | 241.9874 | 253.0582 | 263.9349 | 274.6424 | 378.8893 | 393.6959 | 408.4254 | 423.0976 | 437.7302 | 452.3393 | 465.8087 | 479.2137 | 492.5668 | 505.8794 | 519.1621 | 531.1267 | 543.0178 | 554.8441 | 565.2264 | 575.5046 | 585.686 | 594.3132 | 602.8108 | 606.6642 | 610.3109 | 613.7602 | 615.4865 | 617.0207 | 617.0207 | 617.0207 | 617.0207 | 617.0207 | 617.0207
| Other Renewable (inc CHP) | Geothermal CHP |  | 7.14 | 7.14 | 7.14 | 7.14 | 7.14 | 7.14 | 11.14 | 11.14 | 11.14 | 11.14 | 11.14 | 21.14 | 21.14 | 21.14 | 21.14 | 21.14 | 21.14 | 21.14 | 21.14 | 21.14 | 21.14 | 21.14 | 21.14 | 21.14 | 21.14 | 21.14 | 21.14 | 21.14 | 21.14 | 21.14 | 21.14 | 21.14 | 21.14 | 21.14 | 21.14
| Other Renewable (inc CHP) | Sewage CHP |  | 137.8968 | 143.2641 | 148.7169 | 154.2629 | 159.9095 | 165.6634 | 170.7027 | 175.808 | 180.9838 | 186.2344 | 191.0984 | 196.02 | 200.5125 | 205.0454 | 209.1087 | 212.6734 | 216.2452 | 218.7447 | 221.2247 | 223.1338 | 225.0157 | 226.3094 | 226.3094 | 226.3094 | 226.3094 | 226.3094 | 226.3094 | 226.3094 | 226.3094 | 226.3094 | 226.3094 | 226.3094 | 226.3094 | 226.3094 | 226.3094
| Other Renewable (inc CHP) | Waste CHP |  | 318.281 | 335.055 | 446.2074 | 483.2211 | 503.9904 | 524.4368 | 544.6019 | 564.5228 | 584.2323 | 603.7595 | 623.1308 | 642.3697 | 661.4977 | 680.5343 | 699.4971 | 716.6537 | 733.679 | 750.5873 | 767.3918 | 784.1047 | 794.8564 | 805.3359 | 815.5567 | 824.7155 | 832.7962 | 839.7854 | 845.6731 | 850.4526 | 854.1204 | 856.6764 | 858.1239 | 858.4696 | 858.4696 | 858.4696 | 858.4696
| Other Thermal | Onsite Generation |  | 921.868 | 921.868 | 921.868 | 921.868 | 921.868 | 921.868 | 921.868 | 921.868 | 921.868 | 921.868 | 921.868 | 921.868 | 921.868 | 921.868 | 921.868 | 921.868 | 921.868 | 921.868 | 921.868 | 921.868 | 921.868 | 921.868 | 921.868 | 921.868 | 921.868 | 921.868 | 921.868 | 921.868 | 921.868 | 921.868 | 921.868 | 921.868 | 921.868 | 921.868 | 921.868
| CHP (Non-renewable) | CCGT |  | 606.5 | 606.5 | 606.5 | 606.5 | 606.5 | 606.5 | 606.5 | 768.5 | 768.5 | 768.5 | 768.5 | 768.5 | 768.5 | 768.5 | 768.5 | 768.5 | 768.5 | 768.5 | 768.5 | 823.5 | 823.5 | 823.5 | 823.5 | 823.5 | 823.5 | 823.5 | 823.5 | 823.5 | 823.5 | 823.5 | 823.5 | 823.5 | 823.5 | 823.5 | 823.5
| Other Thermal | OCGT |  | 442.913 | 442.913 | 442.913 | 442.913 | 442.913 | 442.913 | 442.913 | 442.913 | 442.913 | 442.913 | 442.913 | 442.913 | 442.913 | 442.913 | 442.913 | 442.913 | 442.913 | 442.913 | 442.913 | 442.913 | 442.913 | 442.913 | 442.913 | 442.913 | 442.913 | 442.913 | 442.913 | 442.913 | 442.913 | 442.913 | 442.913 | 442.913 | 442.913 | 442.913 | 442.913
| Other Thermal | Diesel Reciprocating Engines |  | 641.376 | 970.5692 | 1138.3555 | 1363.6262 | 1526.8808 | 1538.3324 | 1549.8699 | 1561.494 | 1573.2052 | 1581.0712 | 1588.9766 | 1596.9214 | 1604.906 | 1612.9306 | 1616.9629 | 1621.0053 | 1625.0578 | 1629.1205 | 1633.1933 | 1635.2348 | 1637.2788 | 1639.3254 | 1641.3746 | 1643.4263 | 1644.248 | 1645.0701 | 1645.8926 | 1646.7156 | 1647.539 | 1648.3627 | 1649.1869 | 1650.0115 | 1650.8365 | 1651.6619 | 1652.4878
| Other Thermal | Gas Reciprocating Engines |  | 284.299 | 371.9189 | 504.6476 | 928.0961 | 1033.8857 | 1033.8857 | 1033.8857 | 1033.8857 | 1051.9787 | 1070.3883 | 1086.4441 | 1102.7408 | 1116.525 | 1130.4816 | 1138.9602 | 1145.2245 | 1150.378 | 1154.4043 | 1157.2903 | 1158.4476 | 1159.0269 | 1159.0269 | 1159.0269 | 1159.0269 | 1159.0269 | 1159.0269 | 1159.0269 | 1159.0269 | 1159.0269 | 1159.0269 | 1159.0269 | 1159.0269 | 1159.0269 | 1159.0269 | 1159.0269
| Other Thermal | Fuel Oil |  | 145.9 | 145.9 | 145.9 | 145.9 | 145.9 | 145.9 | 145.9 | 145.9 | 145.9 | 131.7 | 131.7 | 131.7 | 131.7 | 131.7 | 131.7 | 131.7 | 131.7 | 131.7 | 131.7 | 131.7 | 131.7 | 131.7 | 131.7 | 131.7 | 131.7 | 131.7 | 131.7 | 131.7 | 131.7 | 131.7 | 131.7 | 131.7 | 131.7 | 131.7 | 131.7
| Other Renewable (inc CHP) | Advanced Conversion Technology (ACT) |  | 67.734 | 110.9159 | 154.194 | 178.1776 | 205.8529 | 237.7853 | 274.6264 | 317.1274 | 366.1538 | 422.7031 | 487.9251 | 550.9464 | 622.0372 | 702.2261 | 810.2281 | 914.4976 | 1009.2299 | 1088.4467 | 1173.7812 | 1236.3584 | 1271.2596 | 1291.1541 | 1307.2592 | 1317.0647 | 1317.0647 | 1317.0647 | 1317.0647 | 1317.0647 | 1317.0647 | 1317.0647 | 1317.0647 | 1317.0647 | 1317.0647 | 1317.0647 | 1317.0647
| Other Renewable (inc CHP) | Anaerobic Digestion |  | 173.687 | 193.687 | 244.4001 | 262.5847 | 281.566 | 301.4128 | 322.1938 | 343.9775 | 366.8336 | 390.8332 | 416.0494 | 442.5575 | 470.4357 | 499.7652 | 530.6306 | 565.7738 | 598.0051 | 632.1703 | 662.3496 | 694.0378 | 720.6559 | 741.4181 | 759.2389 | 768.3721 | 770.2215 | 777.8353 | 785.449 | 793.0627 | 800.6764 | 808.2901 | 815.9039 | 823.5176 | 831.1313 | 838.745 | 846.3588
| Biomass | Biomass - Co Firing |  | 57.25 | 57.25 | 57.25 | 57.25 | 57.25 | 57.25 | 57.25 | 57.25 | 57.25 | 57.25 | 57.25 | 57.25 | 57.25 | 57.25 | 57.25 | 57.25 | 57.25 | 57.25 | 57.25 | 57.25 | 57.25 | 57.25 | 57.25 | 57.25 | 57.25 | 57.25 | 57.25 | 57.25 | 57.25 | 57.25 | 57.25 | 57.25 | 57.25 | 57.25 | 57.25
| Biomass | Biomass - Dedicated |  | 487.5017 | 709.9017 | 749.9017 | 810.1017 | 810.1017 | 810.1017 | 810.1017 | 810.1017 | 810.1017 | 810.1017 | 810.1017 | 810.1017 | 810.1017 | 810.1017 | 810.1017 | 810.1017 | 810.1017 | 810.1017 | 810.1017 | 810.1017 | 810.1017 | 810.1017 | 810.1017 | 810.1017 | 810.1017 | 810.1017 | 810.1017 | 810.1017 | 810.1017 | 810.1017 | 810.1017 | 810.1017 | 810.1017 | 810.1017 | 810.1017
| Hydro | Hydro |  | 366.237 | 376.1196 | 386.2328 | 396.5841 | 405.1983 | 413.97 | 420.834 | 427.7856 | 434.8274 | 441.962 | 449.1917 | 456.5188 | 463.9457 | 471.4746 | 479.1077 | 486.8472 | 494.6953 | 502.6541 | 510.7257 | 516.3588 | 522.0399 | 527.7702 | 533.5505 | 539.3816 | 545.2645 | 551.2 | 557.1889 | 563.2322 | 569.3305 | 575.4848 | 581.6959 | 587.9645 | 594.2914 | 600.6775 | 607.1235
| Other Renewable (inc CHP) | Landfill Gas |  | 1074.3973 | 1074.3973 | 1062.8902 | 1048.1411 | 1030.7211 | 1011.12 | 964.4802 | 918.1887 | 872.5889 | 827.9507 | 784.4825 | 742.342 | 701.6447 | 644.9304 | 592.2057 | 543.29 | 497.9913 | 456.1111 | 394.6434 | 341.2153 | 294.8242 | 254.5822 | 219.7055 | 189.5037 | 163.3703 | 142.4069 | 125.5023 | 111.8134 | 100.6971 | 91.66 | 84.3222 | 78.3904 | 73.6379 | 69.8905 | 67.0152
| Other Renewable (inc CHP) | Sewage |  | 64.178 | 66.0801 | 68.0229 | 70.0083 | 72.0379 | 74.1136 | 76.237 | 78.4097 | 80.6335 | 82.9099 | 85.2407 | 87.6275 | 90.0721 | 92.576 | 95.1412 | 97.7692 | 99.9732 | 102.2192 | 103.9973 | 105.7992 | 107.0966 | 108.4034 | 109.1778 | 109.1778 | 109.1778 | 109.1778 | 109.1778 | 109.1778 | 109.1778 | 109.1778 | 109.1778 | 109.1778 | 109.1778 | 109.1778 | 109.1778
| Marine | Tidal |  | 4 | 10.5 | 12.2 | 21.2 | 42.2 | 45.2 | 65.2 | 73.2 | 93.2 | 131.7 | 151.7 | 161.7 | 181.7 | 191.7 | 201.7 | 201.7 | 201.7 | 201.7 | 201.7 | 201.7 | 201.7 | 201.7 | 201.7 | 201.7 | 201.7 | 201.7 | 201.7 | 201.7 | 201.7 | 201.7 | 201.7 | 201.7 | 201.7 | 201.7 | 201.7
| Other Renewable (inc CHP) | Waste |  | 700.05 | 707.9699 | 715.1253 | 786.0849 | 927.98 | 960.2679 | 966.4379 | 971.9617 | 976.8884 | 981.2621 | 985.1225 | 988.5056 | 991.4439 | 993.9672 | 996.1024 | 997.8745 | 999.3061 | 1000.4182 | 1001.2301 | 1001.7597 | 1002.0235 | 1002.0369 | 1002.0369 | 1002.0369 | 1002.0369 | 1002.0369 | 1002.0369 | 1002.0369 | 1002.0369 | 1002.0369 | 1002.0369 | 1002.0369 | 1002.0369 | 1002.0369 | 1002.0369
| Marine | Wave |  | 37 | 37 | 37 | 37 | 37 | 37 | 37 | 37 | 37 | 37 | 37 | 37 | 37 | 37 | 47 | 47 | 57 | 57 | 67 | 67 | 67 | 67 | 67 | 67 | 67 | 67 | 67 | 67 | 67 | 67 | 67 | 67 | 67 | 67 | 67
| Solar | Solar |  | 7816.5294 | 8816.5294 | 9316.5294 | 9646.5294 | 9896.5294 | 10146.5294 | 10646.5294 | 11346.5294 | 12346.5294 | 13496.5294 | 14696.5294 | 15846.5294 | 16846.5294 | 17546.5294 | 18146.5294 | 18746.5294 | 19296.5294 | 19796.5294 | 20296.5294 | 20696.5294 | 21096.5294 | 21396.5294 | 21596.5294 | 21796.5294 | 21896.5294 | 21896.5294 | 21896.5294 | 21896.5294 | 21896.5294 | 21896.5294 | 21896.5294 | 21896.5294 | 21896.5294 | 21896.5294 | 21896.5294
| Onshore Wind | Wind Onshore |  | 4275.099 | 4623.349 | 4781.099 | 4884.499 | 4924.2542 | 4962.6142 | 4997.3525 | 5067.9872 | 5151.0714 | 5234.3597 | 5317.8925 | 5401.7076 | 5485.8403 | 5570.3237 | 5655.1891 | 5740.4659 | 5826.1822 | 5912.3645 | 5999.0382 | 6086.2275 | 6173.9558 | 6262.2452 | 6351.1173 | 6414.6285 | 6478.7748 | 6543.5625 | 6608.9982 | 6675.0881 | 6741.839 | 6809.2574 | 6877.35 | 6946.1235 | 7015.5847 | 7085.7406 | 7156.598
| Offshore Wind | Wind Offshore |  | 742.8 | 742.8 | 742.8 | 842.7 | 842.7 | 842.7 | 842.7 | 842.7 | 842.7 | 842.7 | 842.7 | 842.7 | 842.7 | 842.7 | 842.7 | 842.7 | 842.7 | 842.7 | 842.7 | 842.7 | 842.7 | 842.7 | 842.7 | 842.7 | 842.7 | 842.7 | 842.7 | 842.7 | 842.7 | 842.7 | 842.7 | 842.7 | 842.7 | 842.7 | 842.7
| Storage | Battery |  | 812.826 | 885.9675 | 1279.0714 | 2447.6054 | 2847.1645 | 2862.121 | 2881.4076 | 2945.6091 | 2992.9883 | 3070.787 | 3197.48 | 3302.1635 | 3409.6884 | 3482.4111 | 3557.1731 | 3599.9749 | 3617.742 | 3583.186 | 3559.1924 | 3460.9729 | 3292.1354 | 3238.1736 | 3215.1928 | 3247.241 | 3233.8584 | 3184.9592 | 3206.8686 | 3204.0272 | 3233.9794 | 3236.1921 | 3267.9023 | 3278.8985 | 3283.1307 | 3267.6706 | 3285.2915
| Storage | Compressed Air |  | 0 | 0 | 0 | 0 | 0 | 0 | 0 | 0 | 0 | 0 | 0 | 0 | 0 | 0 | 0 | 0 | 0 | 0 | 0 | 0 | 0 | 0 | 0 | 0 | 0 | 0 | 0 | 0 | 0 | 0 | 0 | 0 | 0 | 0 | 0
| Storage | Liquid Air |  | 5.35 | 5.35 | 5.35 | 5.35 | 5.35 | 5.35 | 5.35 | 5.35 | 5.35 | 5.35 | 5.35 | 5.35 | 5.35 | 5.35 | 5.35 | 5.35 | 5.35 | 5.35 | 5.35 | 5.35 | 5.35 | 5.35 | 5.35 | 5.35 | 5.35 | 5.35 | 5.35 | 5.35 | 5.35 | 5.35 | 5.35 | 5.35 | 5.35 | 5.35 | 5.35
| Storage | Pumped Hydro |  | 0 | 0 | 0 | 0 | 0 | 0 | 0 | 0 | 0 | 49.9 | 49.9 | 49.9 | 49.9 | 49.9 | 49.9 | 49.9 | 49.9 | 49.9 | 49.9 | 49.9 | 49.9 | 49.9 | 49.9 | 49.9 | 49.9 | 49.9 | 49.9 | 49.9 | 49.9 | 49.9 | 49.9 | 49.9 | 49.9 | 49.9 | 49.9
| Other Renewable (inc CHP) | (micro) Biogas CHP |  | 0 | 13.8007 | 26.2692 | 28.4321 | 37.2991 | 39.6243 | 42.6009 | 50.2017 | 59.9101 | 72.3168 | 84.4266 | 94.0054 | 107.9496 | 123.3368 | 139.0376 | 153.2942 | 168.4428 | 185.8118 | 203.3557 | 223.6164 | 251.3083 | 265.7483 | 281.3074 | 297.9106 | 313.8989 | 331.161 | 348.7046 | 366.8864 | 386.483 | 410.1188 | 434.7864 | 462.2267 | 491.9913 | 528.8134 | 568.7868
| Biomass | (micro) Biomass CHP |  | 0 | 0 | 0 | 0 | 0 | 0 | 0 | 0 | 0 | 0 | 0 | 0 | 0 | 0 | 0 | 0 | 0 | 0 | 0 | 0 | 0 | 0 | 0 | 0 | 0 | 0 | 0 | 0 | 0 | 0 | 0 | 0 | 0 | 0 | 0
| CHP (Non-renewable) | (micro) Gas CHP |  | 465 | 732.6393 | 789.2625 | 771.6331 | 828.5927 | 820.0716 | 817.8317 | 816.326 | 826.9127 | 857.7859 | 855.4911 | 850.9359 | 862.2907 | 876.3586 | 886.9961 | 890.8313 | 894.9233 | 908.4345 | 926.7666 | 967.9444 | 992.7317 | 990.1463 | 985.8509 | 982.2254 | 966.7486 | 946.5485 | 949.3494 | 948.1572 | 941.1828 | 937.6213 | 927.7954 | 910.3708 | 882.929 | 854.3654 | 814.3328
| CHP (Non-renewable) | (micro) mCHP |  | 1.5241 | 2.0849 | 2.9557 | 5.9621 | 6.1781 | 8.6757 | 11.7213 | 14.4153 | 15.7863 | 17.4037 | 18.698 | 20.3125 | 21.8995 | 23.3887 | 24.5501 | 24.3723 | 23.5664 | 22.8125 | 22.306 | 21.4284 | 21.3454 | 21.1334 | 21.2767 | 21.8764 | 22.8675 | 23.5415 | 24.042 | 25.7158 | 26.6925 | 27.6285 | 29.1092 | 28.9549 | 29.3913 | 29.8251 | 30.257
| Other Renewable (inc CHP) | (micro) Anaerobic Digestion |  | 110.2134 | 112.1119 | 113.9155 | 115.6289 | 117.2567 | 118.8844 | 120.5122 | 122.1399 | 123.849 | 125.7291 | 127.8911 | 130.4856 | 133.7287 | 137.9447 | 143.8471 | 151.5202 | 160.7279 | 170.8564 | 180.985 | 190.607 | 199.748 | 208.432 | 216.2475 | 223.2815 | 229.6121 | 235.3096 | 240.4374 | 245.0524 | 249.2059 | 252.944 | 256.3084 | 259.3363 | 262.0614 | 264.514 | 266.7213
| Hydro | (micro) Hydro |  | 169.9024 | 180.18 | 190.9715 | 202.3025 | 213.8602 | 225.649 | 237.4378 | 249.2266 | 261.0154 | 272.8042 | 284.593 | 296.3818 | 308.1706 | 319.9594 | 331.1588 | 341.7982 | 351.9056 | 361.5077 | 370.1495 | 377.9272 | 384.9271 | 391.227 | 396.5819 | 401.1336 | 405.0025 | 408.2911 | 411.0864 | 413.3227 | 415.1117 | 416.5429 | 417.6878 | 418.6038 | 419.3366 | 419.9228 | 420.3918
| Solar | (micro) Solar |  | 3497.3456 | 3647.2181 | 3791.7775 | 4054.6641 | 4361.882 | 4701.9668 | 5068.7878 | 5458.4261 | 5868.1229 | 6295.8132 | 6739.8834 | 7199.0324 | 7672.1847 | 8158.4343 | 8657.0056 | 9167.2262 | 9688.5061 | 10220.3232 | 10762.2116 | 11184.7949 | 11566.7665 | 11914.6891 | 12224.4145 | 12508.7352 | 12793.0558 | 13077.3765 | 13361.6971 | 13646.0178 | 13930.3384 | 14214.6591 | 14498.9797 | 14783.3004 | 15067.621 | 15351.9417 | 15636.2623
| Onshore Wind | (micro) Wind |  | 515.5559 | 540.3827 | 567.6922 | 597.7327 | 635.2833 | 682.2215 | 738.5474 | 803.3222 | 873.279 | 948.8323 | 1025.8966 | 1104.5023 | 1184.6801 | 1264.8578 | 1345.0356 | 1425.2134 | 1503.7876 | 1580.7903 | 1656.253 | 1730.2064 | 1802.6807 | 1873.7056 | 1943.31 | 2011.5222 | 2078.3703 | 2143.8814 | 2208.0822 | 2270.999 | 2332.6575 | 2393.0829 | 2452.2997 | 2510.3322 | 2567.204 | 2622.9384 | 2677.5581
| Other Thermal | (micro) Fuel Cells |  | 0.012546 | 0.031304 | 0.073552 | 0.16724 | 0.30192 | 0.38499 | 0.99329 | 1.5619 | 3.8208 | 13.5706 | 22.1612 | 31.5118 | 43.3102 | 50.8849 | 58.8607 | 66.2291 | 72.9147 | 79.6758 | 87.5375 | 96.5043 | 104.5393 | 112.0404 | 120.0797 | 128.6959 | 137.9303 | 147.1647 | 156.3991 | 165.6336 | 174.868 | 184.1024 | 193.3368 | 202.5712 | 211.8056 | 221.0401 | 230.2745
| Storage | (micro) Battery |  | 26.955 | 27.9597 | 32.328 | 47.5311 | 87.0726 | 134.9577 | 190.7344 | 253.2441 | 327.5797 | 414.7315 | 499.2461 | 556.5172 | 636.5845 | 716.0984 | 794.2302 | 869.0438 | 940.0067 | 1012.2354 | 1084.4941 | 1158.6122 | 1227.9553 | 1294.6245 | 1356.5816 | 1408.7299 | 1436.9175 | 1388.8354 | 1332.9687 | 1270.459 | 1196.1233 | 1108.9716 | 1024.457 | 942.2879 | 862.1455 | 782.6317 | 704.4999
|  | Total |  | 26426.447 | 29233.624 | 31194.5394 | 34082.6969 | 35807.0916 | 36679.9191 | 37946.733 | 39582.5263 | 41442.6601 | 43631.8215 | 45874.5301 | 47985.4292 | 50031.5398 | 51743.7901 | 53468.1823 | 55066.473 | 56591.5927 | 58021.9617 | 59544.9548 | 60764.1691 | 61752.3838 | 62638.3968 | 63405.475 | 64153.1306 | 64692.4634 | 65015.8875 | 65443.949 | 65835.4015 | 66236.6279 | 66607.6058 | 66998.9433 | 67358.6643 | 67699.6062 | 68026.7943 | 68371.8012
Slow Progression
MW
| Fuel Type | Sub Fuel Type | 2015 | 2016 | 2017 | 2018 | 2019 | 2020 | 2021 | 2022 | 2023 | 2024 | 2025 | 2026 | 2027 | 2028 | 2029 | 2030 | 2031 | 2032 | 2033 | 2034 | 2035 | 2036 | 2037 | 2038 | 2039 | 2040 | 2041 | 2042 | 2043 | 2044 | 2045 | 2046 | 2047 | 2048 | 2049 | 2050
| CHP (Non-renewable) | Coal CHP |  | 14.695 | 0 | 0 | 0 | 0 | 0 | 0 | 0 | 0 | 0 | 0 | 0 | 0 | 0 | 0 | 0 | 0 | 0 | 0 | 0 | 0 | 0 | 0 | 0 | 0 | 0 | 0 | 0 | 0 | 0 | 0 | 0 | 0 | 0 | 0
| CHP (Non-renewable) | Gas CHP |  | 1095.2958 | 1233.6001 | 1302.2031 | 1293.3632 | 1356.8654 | 1400.6473 | 1464.1093 | 1470.2771 | 1485.241 | 1511.2119 | 1538.6232 | 1557.249 | 1571.6686 | 1596.8304 | 1630.6404 | 1648.4563 | 1673.8261 | 1701.8683 | 1743.7907 | 1790.1714 | 1841.6511 | 1862.8254 | 1889.1267 | 1911.6781 | 1932.6155 | 1956.6788 | 1977.9139 | 1997.5122 | 2017.6495 | 2036.1695 | 2055.5925 | 2072.994 | 2090.7476 | 2104.2096 | 2119.0705
| Other Renewable (inc CHP) | Advanced Conversion Technology (ACT) CHP |  | 1.1 | 1.1 | 11.1 | 11.1 | 11.1 | 11.1 | 27 | 27 | 27 | 27 | 54 | 54 | 54 | 54 | 90 | 90 | 90 | 90 | 126 | 126 | 126 | 126 | 126 | 126 | 126 | 126 | 126 | 126 | 126 | 126 | 126 | 126 | 126 | 126 | 126
| Other Renewable (inc CHP) | Anaerobic Digestion CHP |  | 139.788 | 142.4331 | 145.0056 | 147.5132 | 149.9624 | 152.3591 | 154.7084 | 157.0147 | 159.282 | 161.5138 | 163.7133 | 165.8832 | 167.6114 | 169.3054 | 170.9675 | 172.5997 | 174.2039 | 175.782 | 177.1158 | 178.4228 | 179.7046 | 180.9625 | 182.1976 | 183.1835 | 184.1462 | 185.0867 | 186.0062 | 186.9054 | 187.7852 | 188.6466 | 189.4902 | 190.3167 | 191.1269 | 191.9213 | 192.7006
| Biomass | Biomass CHP |  | 198.246 | 229.2071 | 238.7087 | 247.8392 | 256.6328 | 265.1193 | 366.325 | 376.9774 | 387.3116 | 397.3522 | 407.1209 | 416.6372 | 425.9187 | 434.9814 | 443.8396 | 452.5065 | 460.994 | 469.313 | 477.4737 | 485.4851 | 493.3559 | 501.0937 | 508.706 | 516.1993 | 522.2895 | 528.2397 | 534.0561 | 537.0744 | 539.9278 | 542.6234 | 543.8116 | 544.8463 | 544.8463 | 544.8463 | 544.8463
| Other Renewable (inc CHP) | Geothermal CHP |  | 7.14 | 7.14 | 7.14 | 7.14 | 7.14 | 7.14 | 7.14 | 7.14 | 10.14 | 10.14 | 10.14 | 10.14 | 10.14 | 10.14 | 10.14 | 10.14 | 10.14 | 10.14 | 10.14 | 10.14 | 10.14 | 10.14 | 10.14 | 10.14 | 10.14 | 10.14 | 10.14 | 10.14 | 10.14 | 10.14 | 10.14 | 10.14 | 10.14 | 10.14 | 10.14
| Other Renewable (inc CHP) | Sewage CHP |  | 137.8968 | 142.5746 | 147.2883 | 151.3082 | 155.3335 | 159.3694 | 163.4205 | 167.4908 | 171.5843 | 175.7043 | 179.854 | 183.1371 | 186.4186 | 189.7008 | 192.9859 | 195.3107 | 197.6144 | 199.8985 | 201.6651 | 203.4054 | 204.6124 | 205.7889 | 205.7889 | 205.7889 | 205.7889 | 205.7889 | 205.7889 | 205.7889 | 205.7889 | 205.7889 | 205.7889 | 205.7889 | 205.7889 | 205.7889 | 205.7889
| Other Renewable (inc CHP) | Waste CHP |  | 318.281 | 331.8722 | 439.5501 | 471.8637 | 487.4262 | 502.3263 | 516.618 | 530.3491 | 543.562 | 556.2943 | 568.5797 | 580.4486 | 591.9283 | 603.0434 | 613.8166 | 624.268 | 634.4165 | 644.2791 | 653.8715 | 663.208 | 672.302 | 681.1657 | 689.8106 | 696.5226 | 701.2576 | 703.9872 | 704.6989 | 704.6989 | 704.6989 | 704.6989 | 704.6989 | 704.6989 | 704.6989 | 704.6989 | 704.6989
| Other Thermal | Onsite Generation |  | 921.868 | 921.868 | 921.868 | 921.868 | 921.868 | 921.868 | 921.868 | 921.868 | 921.868 | 921.868 | 921.868 | 921.868 | 921.868 | 921.868 | 921.868 | 921.868 | 921.868 | 921.868 | 921.868 | 921.868 | 921.868 | 921.868 | 921.868 | 921.868 | 921.868 | 921.868 | 921.868 | 921.868 | 921.868 | 921.868 | 921.868 | 921.868 | 921.868 | 921.868 | 921.868
| CHP (Non-renewable) | CCGT |  | 606.5 | 606.5 | 606.5 | 606.5 | 606.5 | 606.5 | 606.5 | 768.5 | 768.5 | 768.5 | 768.5 | 823.5 | 823.5 | 823.5 | 823.5 | 878.5 | 878.5 | 878.5 | 878.5 | 933.5 | 933.5 | 933.5 | 933.5 | 988.5 | 988.5 | 988.5 | 988.5 | 988.5 | 988.5 | 988.5 | 988.5 | 988.5 | 988.5 | 988.5 | 988.5
| Other Thermal | OCGT |  | 442.913 | 442.913 | 442.913 | 442.913 | 544.253 | 634.333 | 713.153 | 791.973 | 848.273 | 904.573 | 938.353 | 972.133 | 1005.913 | 1039.693 | 1073.473 | 1095.993 | 1118.513 | 1141.033 | 1163.553 | 1174.813 | 1186.073 | 1197.333 | 1208.593 | 1219.853 | 1225.483 | 1231.113 | 1236.743 | 1242.373 | 1248.003 | 1253.633 | 1259.263 | 1264.893 | 1270.523 | 1276.153 | 1281.783
| Other Thermal | Diesel Reciprocating Engines |  | 641.376 | 994.4848 | 1280.0135 | 1542.0295 | 1625.4579 | 1686.4126 | 1749.6531 | 1815.2651 | 1883.3375 | 1930.421 | 1978.6815 | 2028.1485 | 2078.8522 | 2130.8235 | 2157.4588 | 2184.4271 | 2211.7324 | 2239.3791 | 2267.3713 | 2281.5424 | 2295.802 | 2310.1508 | 2324.5892 | 2339.1179 | 2344.9657 | 2350.8281 | 2356.7052 | 2362.5969 | 2368.5034 | 2374.4247 | 2380.3608 | 2386.3117 | 2392.2774 | 2398.2581 | 2404.2538
| Other Thermal | Gas Reciprocating Engines |  | 284.299 | 393.0768 | 743.1659 | 1267.7138 | 1584.6422 | 1941.1867 | 2329.4241 | 2795.3089 | 3284.488 | 3859.2734 | 4438.1644 | 5103.889 | 5741.8752 | 6459.6096 | 6944.0803 | 7326.0047 | 7655.6749 | 7923.6235 | 8121.7141 | 8202.9312 | 8243.9459 | 8243.9459 | 8243.9459 | 8243.9459 | 8243.9459 | 8243.9459 | 8243.9459 | 8243.9459 | 8243.9459 | 8243.9459 | 8243.9459 | 8243.9459 | 8243.9459 | 8243.9459 | 8243.9459
| Other Thermal | Fuel Oil |  | 145.9 | 145.9 | 145.9 | 145.9 | 145.9 | 145.9 | 145.9 | 145.9 | 145.9 | 131.7 | 131.7 | 131.7 | 131.7 | 131.7 | 131.7 | 131.7 | 131.7 | 131.7 | 131.7 | 131.7 | 131.7 | 131.7 | 131.7 | 131.7 | 131.7 | 131.7 | 131.7 | 131.7 | 131.7 | 131.7 | 131.7 | 131.7 | 131.7 | 131.7 | 131.7
| Other Renewable (inc CHP) | Advanced Conversion Technology (ACT) |  | 67.734 | 110.9159 | 154.194 | 178.1776 | 205.8529 | 237.7853 | 280.571 | 331.0063 | 390.4534 | 458.5647 | 540.7842 | 637.672 | 751.837 | 867.5548 | 1000.9842 | 1129.8025 | 1246.838 | 1344.7053 | 1450.1305 | 1527.4406 | 1608.7448 | 1654.03 | 1674.6614 | 1687.2228 | 1687.2228 | 1687.2228 | 1687.2228 | 1687.2228 | 1687.2228 | 1687.2228 | 1687.2228 | 1687.2228 | 1687.2228 | 1687.2228 | 1687.2228
| Other Renewable (inc CHP) | Anaerobic Digestion |  | 173.687 | 193.687 | 312.1227 | 353.0259 | 379.3434 | 406.8611 | 435.6739 | 465.8771 | 497.5671 | 530.8426 | 565.8048 | 602.5583 | 641.2115 | 681.8769 | 724.6718 | 773.3979 | 818.0867 | 865.4568 | 907.3004 | 951.2362 | 988.1422 | 1016.9289 | 1041.6375 | 1054.3007 | 1056.865 | 1064.4787 | 1072.0924 | 1079.7061 | 1087.3198 | 1094.9336 | 1102.5473 | 1110.161 | 1117.7747 | 1125.3885 | 1133.0022
| Biomass | Biomass - Co Firing |  | 57.25 | 57.25 | 57.25 | 57.25 | 57.25 | 57.25 | 57.25 | 57.25 | 57.25 | 57.25 | 57.25 | 57.25 | 57.25 | 57.25 | 57.25 | 57.25 | 57.25 | 57.25 | 57.25 | 57.25 | 57.25 | 57.25 | 57.25 | 57.25 | 57.25 | 57.25 | 57.25 | 57.25 | 57.25 | 57.25 | 57.25 | 57.25 | 57.25 | 57.25 | 57.25
| Biomass | Biomass - Dedicated |  | 487.5017 | 709.9017 | 749.9017 | 749.9017 | 749.9017 | 749.9017 | 749.9017 | 749.9017 | 749.9017 | 749.9017 | 749.9017 | 749.9017 | 714.6817 | 714.6817 | 714.6817 | 714.6817 | 714.6817 | 673.0817 | 673.0817 | 642.0817 | 642.0817 | 642.0817 | 642.0817 | 642.0817 | 642.0817 | 642.0817 | 642.0817 | 642.0817 | 642.0817 | 642.0817 | 642.0817 | 642.0817 | 642.0817 | 642.0817 | 642.0817
| Hydro | Hydro |  | 366.237 | 372.4572 | 378.7474 | 385.1106 | 387.699 | 390.2764 | 392.8446 | 395.4054 | 397.9602 | 400.5103 | 403.0568 | 405.6009 | 408.1434 | 410.6853 | 413.2274 | 415.7703 | 418.3149 | 420.8617 | 423.4114 | 425.9643 | 428.5211 | 431.0823 | 433.6481 | 436.2192 | 438.7958 | 441.3784 | 443.9672 | 446.5626 | 449.1649 | 451.7745 | 454.3915 | 457.0162 | 459.649 | 462.29 | 464.9394
| Other Renewable (inc CHP) | Landfill Gas |  | 1074.3973 | 1074.3973 | 1074.3973 | 1074.3973 | 1074.3973 | 1074.3973 | 1074.3973 | 1074.3973 | 1074.3973 | 1073.1552 | 1070.4713 | 1066.4917 | 1061.3483 | 1055.1601 | 1021.656 | 988.351 | 955.3612 | 922.785 | 890.7047 | 859.1888 | 806.8139 | 757.199 | 710.2558 | 665.8897 | 624.0021 | 587.6116 | 556.053 | 531.5462 | 510.5934 | 492.8527 | 478.0403 | 465.9232 | 456.3134 | 446.7814 | 437.3363
| Other Renewable (inc CHP) | Sewage |  | 64.178 | 66.0801 | 68.0229 | 69.328 | 70.6447 | 71.9738 | 73.3161 | 74.6725 | 76.0435 | 77.4299 | 78.8323 | 80.2514 | 81.6876 | 83.1417 | 84.1983 | 85.2611 | 86.3304 | 87.4067 | 88.49 | 89.5808 | 90.6793 | 91.7858 | 92.4415 | 92.4415 | 92.4415 | 92.4415 | 92.4415 | 92.4415 | 92.4415 | 92.4415 | 92.4415 | 92.4415 | 92.4415 | 92.4415 | 92.4415
| Marine | Tidal |  | 4 | 10.5 | 10.5 | 11 | 12.2 | 22.2 | 32.2 | 42.2 | 52.2 | 73.2 | 83.2 | 103.2 | 113.2 | 123.2 | 143.2 | 153.2 | 173.2 | 183.2 | 193.2 | 193.2 | 193.2 | 193.2 | 193.2 | 193.2 | 193.2 | 193.2 | 193.2 | 193.2 | 193.2 | 193.2 | 193.2 | 193.2 | 193.2 | 193.2 | 193.2
| Other Renewable (inc CHP) | Waste |  | 700.05 | 707.9699 | 715.1253 | 786.0849 | 927.98 | 960.2679 | 966.4379 | 971.9617 | 976.8884 | 981.2621 | 985.1225 | 988.5056 | 991.4439 | 993.9672 | 996.1024 | 997.8745 | 999.3061 | 1000.4182 | 1001.2301 | 1001.7597 | 1002.0235 | 1002.0369 | 1002.0369 | 1002.0369 | 1002.0369 | 1002.0369 | 1002.0369 | 1002.0369 | 1002.0369 | 1002.0369 | 1002.0369 | 1002.0369 | 1002.0369 | 1002.0369 | 1002.0369
| Marine | Wave |  | 37 | 37 | 37 | 37 | 37 | 37 | 37 | 37 | 37 | 37 | 37 | 37 | 37 | 37 | 37 | 37 | 47 | 47 | 57 | 57 | 67 | 67 | 67 | 67 | 67 | 67 | 67 | 67 | 67 | 67 | 67 | 67 | 67 | 67 | 67
| Solar | Solar |  | 7816.5294 | 8616.5294 | 9016.5294 | 9280.5294 | 9480.5294 | 9680.5294 | 9980.5294 | 10280.5294 | 10780.5294 | 11480.5294 | 12280.5294 | 13180.5294 | 13980.5294 | 14480.5294 | 14880.5294 | 15180.5294 | 15380.5294 | 15530.5294 | 15780.5294 | 15880.5294 | 15980.5294 | 16030.5294 | 16080.5294 | 16105.5294 | 16130.5294 | 16130.5294 | 16130.5294 | 16130.5294 | 16130.5294 | 16130.5294 | 16130.5294 | 16130.5294 | 16130.5294 | 16130.5294 | 16130.5294
| Onshore Wind | Wind Onshore |  | 4275.099 | 4623.349 | 4781.099 | 4884.499 | 4908.9215 | 4938.375 | 4969.4868 | 5004.9412 | 5039.4449 | 5073.0535 | 5105.8181 | 5137.7855 | 5168.9986 | 5199.497 | 5229.3175 | 5258.494 | 5287.0578 | 5315.0382 | 5342.4624 | 5369.3557 | 5395.7419 | 5421.6431 | 5447.08 | 5472.0721 | 5496.6377 | 5520.7939 | 5544.557 | 5567.9421 | 5590.9636 | 5613.6352 | 5635.9698 | 5657.9794 | 5679.6756 | 5701.0694 | 5722.1711
| Offshore Wind | Wind Offshore |  | 742.8 | 742.8 | 742.8 | 742.8 | 742.8 | 742.8 | 742.8 | 842.7 | 842.7 | 842.7 | 842.7 | 842.7 | 842.7 | 842.7 | 842.7 | 842.7 | 842.7 | 842.7 | 842.7 | 842.7 | 842.7 | 842.7 | 842.7 | 842.7 | 842.7 | 842.7 | 842.7 | 842.7 | 842.7 | 842.7 | 842.7 | 842.7 | 842.7 | 842.7 | 842.7
| Storage | Battery |  | 812.826 | 879.781 | 1255.721 | 2415.856 | 2798.355 | 2798.5294 | 2799.579 | 2801.9622 | 2808.759 | 2823.359 | 2842.615 | 2873.0534 | 2913.4598 | 2946.2034 | 2992.5054 | 3020.9574 | 3034.7574 | 3000.3574 | 2951.1174 | 2886.0184 | 2592.244 | 2598.6688 | 2604.6352 | 2609.22 | 2615.036 | 2631.715 | 2629.2718 | 2619.3038 | 2624.7518 | 2615.4454 | 2633.0454 | 2639.8454 | 2644.7454 | 2634.9454 | 2649.9454
| Storage | Compressed Air |  | 0 | 0 | 0 | 0 | 0 | 0 | 0 | 0 | 0 | 0 | 0 | 0 | 0 | 0 | 0 | 0 | 0 | 0 | 0 | 0 | 0 | 0 | 0 | 0 | 0 | 0 | 0 | 0 | 0 | 0 | 0 | 0 | 0 | 0 | 0
| Storage | Liquid Air |  | 5.35 | 5.35 | 5.35 | 5.35 | 5.35 | 5.35 | 5.35 | 25.35 | 25.35 | 25.35 | 45.35 | 45.35 | 45.35 | 45.35 | 45.35 | 75.35 | 75.35 | 75.35 | 85.35 | 95.35 | 125.35 | 125.35 | 125.35 | 175.35 | 175.35 | 175.35 | 225.35 | 225.35 | 225.35 | 225.35 | 325.35 | 325.35 | 325.35 | 325.35 | 325.35
| Storage | Pumped Hydro |  | 0 | 0 | 0 | 0 | 0 | 0 | 0 | 0 | 0 | 49.9 | 49.9 | 49.9 | 49.9 | 49.9 | 49.9 | 99.9 | 99.9 | 99.9 | 99.9 | 99.9 | 99.9 | 99.9 | 99.9 | 99.9 | 99.9 | 99.9 | 99.9 | 99.9 | 99.9 | 99.9 | 99.9 | 99.9 | 99.9 | 99.9 | 99.9
| Other Renewable (inc CHP) | (micro) Biogas CHP |  | 0 | 7.0597 | 15.519 | 18.5351 | 23.3158 | 26.6058 | 31.8752 | 35.8791 | 41.4063 | 48.3988 | 55.7135 | 62.7183 | 70.0172 | 79.4494 | 90.6555 | 100.5527 | 112.0168 | 125.192 | 142.1733 | 160.7784 | 186.2334 | 206.2438 | 229.9809 | 254.6847 | 284.0788 | 316.139 | 352.3065 | 389.0504 | 431.23 | 478.9446 | 531.1076 | 587.856 | 645.2115 | 709.6461 | 773.8021
| Biomass | (micro) Biomass CHP |  | 0 | 5.1534 | 12.0692 | 16.4755 | 22.7048 | 28.2648 | 37.0462 | 45.5708 | 56.9421 | 70.7559 | 84.8907 | 97.7318 | 109.5694 | 122.1746 | 134.8385 | 144.7156 | 155.1226 | 166.1078 | 179.6177 | 194.429 | 214.6024 | 231.3215 | 251.9671 | 274.6656 | 302.6733 | 334.7126 | 371.9679 | 411.0674 | 456.5582 | 510.195 | 569.7346 | 636.9758 | 706.7946 | 784.3279 | 863.3727
| CHP (Non-renewable) | (micro) Gas CHP |  | 465 | 665.7499 | 700.1302 | 687.8963 | 709.8848 | 722.7868 | 758.2053 | 759.1287 | 771.0214 | 794.2818 | 825.4075 | 849.9764 | 866.0403 | 890.4031 | 928.2351 | 957.7214 | 992.324 | 1029.9848 | 1050.1142 | 1109.1628 | 1154.4794 | 1208.8959 | 1234.7307 | 1258.5287 | 1279.9357 | 1298.0549 | 1325.0379 | 1350.0163 | 1374.757 | 1397.5963 | 1418.368 | 1438.1719 | 1450.7838 | 1459.6268 | 1463.368
| CHP (Non-renewable) | (micro) mCHP |  | 1.5241 | 1.7198 | 1.8883 | 2.1732 | 2.4489 | 2.6839 | 2.9835 | 3.2926 | 3.5361 | 3.7197 | 3.9228 | 4.1242 | 4.3649 | 4.5821 | 4.8016 | 4.9857 | 5.1536 | 5.2807 | 5.4122 | 5.5289 | 5.6581 | 5.7602 | 5.8623 | 5.9644 | 6.0666 | 6.1687 | 6.2708 | 6.373 | 6.4751 | 6.5772 | 6.6794 | 6.7815 | 6.8836 | 6.9858 | 7.0879
| Other Renewable (inc CHP) | (micro) Anaerobic Digestion |  | 110.2134 | 112.1119 | 114.0104 | 115.909 | 117.9024 | 120.0952 | 122.6169 | 125.643 | 129.4255 | 134.3429 | 141.2271 | 151.5535 | 166.0105 | 184.8045 | 207.3574 | 232.1655 | 256.9737 | 280.5414 | 302.9308 | 323.0812 | 341.2166 | 357.5384 | 372.2281 | 385.4487 | 397.3474 | 408.0561 | 417.694 | 426.3681 | 434.1748 | 441.2008 | 447.5242 | 453.2153 | 458.3372 | 462.947 | 467.0958
| Hydro | (micro) Hydro |  | 169.9024 | 178.8953 | 187.6948 | 196.2964 | 204.6957 | 212.8875 | 220.8664 | 228.6267 | 236.162 | 243.4787 | 250.5834 | 257.482 | 264.1805 | 270.6849 | 277.0007 | 283.1333 | 289.0881 | 294.8702 | 300.4744 | 305.8947 | 311.1247 | 316.1573 | 320.9843 | 325.5966 | 329.9837 | 334.1333 | 338.0311 | 341.6594 | 344.9967 | 348.0149 | 350.6758 | 352.9228 | 354.658 | 355.607 | 356.126
| Solar | (micro) Solar |  | 3497.3456 | 3647.2181 | 3791.7775 | 4054.6641 | 4361.882 | 4701.9668 | 5068.7878 | 5458.4261 | 5868.1229 | 6295.8132 | 6739.8834 | 7199.0324 | 7672.1847 | 8158.4343 | 8657.0056 | 9167.2262 | 9688.5061 | 10220.3232 | 10762.2116 | 11184.7949 | 11566.7665 | 11914.6891 | 12224.4145 | 12508.7352 | 12793.0558 | 13077.3765 | 13361.6971 | 13646.0178 | 13930.3384 | 14214.6591 | 14498.9797 | 14783.3004 | 15067.621 | 15351.9417 | 15636.2623
| Onshore Wind | (micro) Wind |  | 515.5559 | 540.3827 | 566.4509 | 593.8225 | 626.6684 | 664.4412 | 705.9913 | 749.6188 | 795.4278 | 843.5272 | 894.0316 | 947.0612 | 1002.7422 | 1061.2074 | 1119.6725 | 1178.1376 | 1236.6028 | 1295.0679 | 1350.6098 | 1403.3745 | 1453.5011 | 1501.1213 | 1546.3605 | 1589.3377 | 1630.1661 | 1668.9531 | 1705.8007 | 1740.8059 | 1774.0609 | 1805.6531 | 1835.6657 | 1864.1777 | 1891.2641 | 1916.9961 | 1941.4416
| Other Thermal | (micro) Fuel Cells |  | 0.0054853 | 0.010197 | 0.013506 | 0.018223 | 0.022557 | 0.026524 | 0.033955 | 0.041284 | 0.047135 | 0.056009 | 0.065087 | 0.073668 | 0.082964 | 0.091155 | 0.099125 | 0.10583 | 0.11185 | 0.11656 | 0.12118 | 0.12521 | 0.12943 | 0.13276 | 0.13608 | 0.13941 | 0.14273 | 0.14606 | 0.14938 | 0.15271 | 0.15603 | 0.15936 | 0.16268 | 0.16601 | 0.16933 | 0.17266 | 0.17598
| Storage | (micro) Battery |  | 26.955 | 26.955 | 26.955 | 26.94 | 26.92 | 26.9686 | 27.9666 | 30.609 | 35.5882 | 43.7882 | 53.7178 | 43.383 | 65.7072 | 99.3848 | 147.9848 | 197.8798 | 247.2308 | 299.4308 | 352.5308 | 406.7308 | 449.0308 | 487.2308 | 522.0308 | 552.9308 | 581.4308 | 664.6638 | 747.094 | 828.2838 | 907.7956 | 985.1918 | 1060.0348 | 1131.887 | 1200.3108 | 1264.8686 | 1325.1228
|  | Total |  | 26426.4399 | 28985.8942 | 31206.6257 | 34000.0925 | 35787.7516 | 37114.4861 | 38739.5302 | 40567.0549 | 42380.6117 | 44567.7226 | 46887.077 | 49419.6201 | 51791.0351 | 54025.1092 | 56005.3948 | 57828.9174 | 59378.9771 | 60710.3403 | 62164.817 | 63175.6433 | 63844.3192 | 64566.9508 | 65199.0688 | 65852.943 | 66364.63 | 66927.9702 | 67535.7691 | 68083.6715 | 68657.5592 | 69224.6846 | 69923.7986 | 70518.0953 | 71102.0672 | 71671.3365 | 72256.2578
Steady State
MW
| Fuel Type | Sub Fuel Type | 2015 | 2016 | 2017 | 2018 | 2019 | 2020 | 2021 | 2022 | 2023 | 2024 | 2025 | 2026 | 2027 | 2028 | 2029 | 2030 | 2031 | 2032 | 2033 | 2034 | 2035 | 2036 | 2037 | 2038 | 2039 | 2040 | 2041 | 2042 | 2043 | 2044 | 2045 | 2046 | 2047 | 2048 | 2049 | 2050
| CHP (Non-renewable) | Coal CHP |  | 14.695 | 0 | 0 | 0 | 0 | 0 | 0 | 0 | 0 | 0 | 0 | 0 | 0 | 0 | 0 | 0 | 0 | 0 | 0 | 0 | 0 | 0 | 0 | 0 | 0 | 0 | 0 | 0 | 0 | 0 | 0 | 0 | 0 | 0 | 0
| CHP (Non-renewable) | Gas CHP |  | 1095.2958 | 1163.5908 | 1179.0945 | 1176.7875 | 1177.1558 | 1176.5989 | 1176.8084 | 1189.2044 | 1202.3514 | 1216.0164 | 1236.5676 | 1255.7833 | 1272.6566 | 1299.1862 | 1330.0213 | 1355.114 | 1374.0844 | 1393.7055 | 1427.3135 | 1454.7044 | 1493.4409 | 1514.3352 | 1536.565 | 1559.3216 | 1581.1303 | 1602.7613 | 1624.4239 | 1646.6622 | 1667.9147 | 1688.1049 | 1708.3636 | 1728.9649 | 1749.3198 | 1767.2584 | 1784.2172
| Other Renewable (inc CHP) | Advanced Conversion Technology (ACT) CHP |  | 1.1 | 1.1 | 11.1 | 11.1 | 11.1 | 11.1 | 22.41 | 22.41 | 22.41 | 22.41 | 44.82 | 44.82 | 44.82 | 44.82 | 74.7 | 74.7 | 74.7 | 74.7 | 104.58 | 104.58 | 104.58 | 104.58 | 104.58 | 104.58 | 104.58 | 104.58 | 104.58 | 104.58 | 104.58 | 104.58 | 104.58 | 104.58 | 104.58 | 104.58 | 104.58
| Other Renewable (inc CHP) | Anaerobic Digestion CHP |  | 139.788 | 141.7342 | 143.5854 | 145.3504 | 147.037 | 148.6518 | 150.2007 | 151.6888 | 153.1207 | 154.5006 | 155.832 | 157.1183 | 158.3624 | 159.5671 | 160.7346 | 161.8673 | 162.9671 | 164.036 | 165.0756 | 166.0874 | 167.073 | 168.0336 | 168.9705 | 169.8848 | 170.7776 | 171.6498 | 172.5025 | 173.3364 | 174.1524 | 174.9512 | 175.7336 | 176.5001 | 177.2514 | 177.9882 | 178.7109
| Biomass | Biomass CHP |  | 198.246 | 228.7115 | 237.6208 | 246.1156 | 254.2327 | 262.0043 | 362.4586 | 372.0924 | 381.3625 | 381.3625 | 381.3625 | 381.3625 | 381.3625 | 381.3625 | 381.3625 | 381.3625 | 381.3625 | 381.3625 | 381.3625 | 381.3625 | 381.3625 | 381.3625 | 381.3625 | 381.3625 | 381.3625 | 381.3625 | 381.3625 | 381.3625 | 381.3625 | 381.3625 | 381.3625 | 381.3625 | 381.3625 | 381.3625 | 381.3625
| Other Renewable (inc CHP) | Geothermal CHP |  | 7.14 | 7.14 | 7.14 | 7.14 | 7.14 | 7.14 | 7.14 | 7.14 | 7.14 | 7.14 | 7.14 | 7.14 | 7.14 | 7.14 | 7.14 | 7.14 | 7.14 | 7.14 | 7.14 | 7.14 | 7.14 | 7.14 | 7.14 | 7.14 | 7.14 | 7.14 | 7.14 | 7.14 | 7.14 | 7.14 | 7.14 | 7.14 | 7.14 | 7.14 | 7.14
| Other Renewable (inc CHP) | Sewage CHP |  | 137.8968 | 143.2641 | 148.7169 | 152.0322 | 155.3166 | 158.5755 | 161.8135 | 165.0348 | 168.243 | 170.6004 | 172.9236 | 174.3509 | 175.7315 | 176.1895 | 176.5978 | 176.9592 | 177.2768 | 177.2768 | 177.2768 | 177.2768 | 177.2768 | 177.2768 | 177.2768 | 177.2768 | 177.2768 | 177.2768 | 177.2768 | 177.2768 | 177.2768 | 177.2768 | 177.2768 | 177.2768 | 177.2768 | 177.2768 | 177.2768
| Other Renewable (inc CHP) | Waste CHP |  | 318.281 | 330.2808 | 436.2453 | 466.2595 | 479.3059 | 491.5612 | 503.0889 | 513.945 | 522.8945 | 531.221 | 538.9685 | 546.177 | 551.5172 | 556.3583 | 560.7338 | 564.6742 | 568.2071 | 569.9378 | 569.9378 | 569.9378 | 569.9378 | 569.9378 | 569.9378 | 569.9378 | 569.9378 | 569.9378 | 569.9378 | 569.9378 | 569.9378 | 569.9378 | 569.9378 | 569.9378 | 569.9378 | 569.9378 | 569.9378
| Other Thermal | Onsite Generation |  | 921.868 | 921.868 | 921.868 | 921.868 | 921.868 | 921.868 | 921.868 | 921.868 | 921.868 | 921.868 | 921.868 | 921.868 | 921.868 | 921.868 | 921.868 | 921.868 | 921.868 | 921.868 | 921.868 | 921.868 | 921.868 | 921.868 | 921.868 | 921.868 | 921.868 | 921.868 | 921.868 | 921.868 | 921.868 | 921.868 | 921.868 | 921.868 | 921.868 | 921.868 | 921.868
| CHP (Non-renewable) | CCGT |  | 606.5 | 606.5 | 606.5 | 606.5 | 606.5 | 606.5 | 606.5 | 768.5 | 768.5 | 768.5 | 768.5 | 768.5 | 823.5 | 823.5 | 823.5 | 823.5 | 823.5 | 823.5 | 823.5 | 878.5 | 878.5 | 878.5 | 878.5 | 878.5 | 933.5 | 933.5 | 933.5 | 933.5 | 933.5 | 933.5 | 933.5 | 933.5 | 933.5 | 933.5 | 933.5
| Other Thermal | OCGT |  | 442.913 | 442.913 | 442.913 | 442.913 | 499.213 | 555.513 | 611.813 | 668.113 | 724.413 | 780.713 | 803.233 | 825.753 | 848.273 | 870.793 | 893.313 | 904.573 | 915.833 | 927.093 | 938.353 | 938.353 | 938.353 | 938.353 | 938.353 | 938.353 | 938.353 | 938.353 | 938.353 | 938.353 | 938.353 | 938.353 | 938.353 | 938.353 | 938.353 | 938.353 | 938.353
| Other Thermal | Diesel Reciprocating Engines |  | 641.376 | 994.4848 | 1280.0135 | 1542.0295 | 1625.4579 | 1686.4126 | 1749.6531 | 1815.2651 | 1883.3375 | 1930.421 | 1978.6815 | 2028.1485 | 2078.8522 | 2130.8235 | 2157.4588 | 2184.4271 | 2211.7324 | 2239.3791 | 2267.3713 | 2281.5424 | 2295.802 | 2310.1508 | 2324.5892 | 2339.1179 | 2344.9657 | 2350.8281 | 2356.7052 | 2362.5969 | 2368.5034 | 2374.4247 | 2380.3608 | 2386.3117 | 2392.2774 | 2398.2581 | 2404.2538
| Other Thermal | Gas Reciprocating Engines |  | 284.299 | 380.3821 | 661.0901 | 1127.1571 | 1155.3361 | 1198.6612 | 1243.611 | 1290.2464 | 1403.1429 | 1525.918 | 1640.3618 | 1763.3889 | 1873.6007 | 1990.7008 | 2065.3521 | 2122.1492 | 2169.8976 | 2207.8708 | 2235.4692 | 2246.6465 | 2252.2632 | 2252.2632 | 2252.2632 | 2252.2632 | 2252.2632 | 2252.2632 | 2252.2632 | 2252.2632 | 2252.2632 | 2252.2632 | 2252.2632 | 2252.2632 | 2252.2632 | 2252.2632 | 2252.2632
| Other Thermal | Fuel Oil |  | 145.9 | 145.9 | 145.9 | 145.9 | 145.9 | 145.9 | 145.9 | 145.9 | 145.9 | 131.7 | 131.7 | 131.7 | 131.7 | 131.7 | 131.7 | 131.7 | 131.7 | 131.7 | 131.7 | 131.7 | 131.7 | 131.7 | 131.7 | 131.7 | 131.7 | 131.7 | 131.7 | 131.7 | 131.7 | 131.7 | 131.7 | 131.7 | 131.7 | 131.7 | 131.7
| Other Renewable (inc CHP) | Advanced Conversion Technology (ACT) |  | 67.734 | 107.5292 | 144.9032 | 160.1966 | 177.0692 | 195.6831 | 216.217 | 238.8677 | 263.8522 | 291.4093 | 321.8026 | 363.3671 | 410.2538 | 463.1411 | 534.3719 | 603.1411 | 665.6201 | 717.8662 | 774.147 | 815.4188 | 838.4372 | 851.5583 | 862.1801 | 868.6472 | 868.6472 | 868.6472 | 868.6472 | 868.6472 | 868.6472 | 868.6472 | 868.6472 | 868.6472 | 868.6472 | 868.6472 | 868.6472
| Other Renewable (inc CHP) | Anaerobic Digestion |  | 173.687 | 193.687 | 203.0122 | 212.8005 | 222.6472 | 232.5771 | 242.6121 | 252.7717 | 263.0736 | 273.5342 | 284.1685 | 294.9907 | 306.0143 | 317.252 | 328.7162 | 349.7254 | 368.9938 | 389.4183 | 407.46 | 426.4038 | 442.3165 | 454.7285 | 465.382 | 470.842 | 471.9476 | 479.5614 | 487.1751 | 494.7888 | 502.4025 | 510.0163 | 517.63 | 525.2437 | 532.8574 | 540.4711 | 548.0849
| Biomass | Biomass - Co Firing |  | 57.25 | 57.25 | 57.25 | 57.25 | 57.25 | 57.25 | 57.25 | 57.25 | 57.25 | 57.25 | 57.25 | 57.25 | 57.25 | 57.25 | 57.25 | 57.25 | 57.25 | 57.25 | 57.25 | 57.25 | 57.25 | 57.25 | 57.25 | 57.25 | 57.25 | 57.25 | 57.25 | 57.25 | 57.25 | 57.25 | 57.25 | 57.25 | 57.25 | 57.25 | 57.25
| Biomass | Biomass - Dedicated |  | 487.5017 | 709.9017 | 709.9017 | 709.9017 | 709.9017 | 669.9017 | 669.9017 | 628.4017 | 628.4017 | 628.4017 | 628.4017 | 628.4017 | 593.1817 | 593.1817 | 593.1817 | 593.1817 | 593.1817 | 551.5817 | 551.5817 | 520.5817 | 520.5817 | 520.5817 | 520.5817 | 520.5817 | 520.5817 | 520.5817 | 520.5817 | 520.5817 | 520.5817 | 520.5817 | 520.5817 | 520.5817 | 520.5817 | 520.5817 | 520.5817
| Hydro | Hydro |  | 366.237 | 366.237 | 366.237 | 366.237 | 366.237 | 366.237 | 366.237 | 366.237 | 366.237 | 366.237 | 366.237 | 366.237 | 366.237 | 366.237 | 366.237 | 366.237 | 366.237 | 366.237 | 366.237 | 366.237 | 366.237 | 366.237 | 366.237 | 366.237 | 366.237 | 366.237 | 366.237 | 366.237 | 366.237 | 366.237 | 366.237 | 366.237 | 366.237 | 366.237 | 366.237
| Other Renewable (inc CHP) | Landfill Gas |  | 1074.3973 | 1074.3973 | 1074.3973 | 1059.4885 | 1041.88 | 1022.0666 | 1000.4736 | 977.4663 | 953.3594 | 928.4232 | 902.8907 | 854.3896 | 807.5496 | 762.4637 | 719.1919 | 677.7671 | 621.2558 | 569.0093 | 520.7774 | 476.3118 | 435.3688 | 397.7116 | 363.1123 | 331.3527 | 302.2252 | 278.5556 | 259.417 | 244.0925 | 232.0298 | 222.8077 | 212.7693 | 204.1846 | 196.9104 | 190.828 | 185.8397
| Other Renewable (inc CHP) | Sewage |  | 64.178 | 66.0801 | 68.0229 | 68.9879 | 69.9532 | 70.9195 | 71.8876 | 72.8581 | 73.8315 | 74.4393 | 75.0431 | 75.0431 | 75.0431 | 75.0431 | 75.0431 | 75.0431 | 75.0431 | 75.0431 | 75.0431 | 75.0431 | 75.0431 | 75.0431 | 75.0431 | 75.0431 | 75.0431 | 75.0431 | 75.0431 | 75.0431 | 75.0431 | 75.0431 | 75.0431 | 75.0431 | 75.0431 | 75.0431 | 75.0431
| Marine | Tidal |  | 4 | 10.5 | 10.5 | 10.5 | 10.5 | 10.5 | 10.5 | 10.5 | 10.5 | 10.5 | 10.5 | 10.5 | 10.5 | 10.5 | 10.5 | 10.5 | 10.5 | 10.5 | 10.5 | 10.5 | 10.5 | 10.5 | 10.5 | 10.5 | 10.5 | 10.5 | 10.5 | 10.5 | 10.5 | 10.5 | 10.5 | 10.5 | 10.5 | 10.5 | 10.5
| Other Renewable (inc CHP) | Waste |  | 700.05 | 704.8197 | 708.7715 | 743.9843 | 772.2416 | 850.882 | 852.5202 | 853.5565 | 854.0421 | 854.0226 | 853.5394 | 852.6296 | 851.3272 | 849.6629 | 847.6647 | 845.3582 | 842.7669 | 839.9123 | 836.8144 | 833.4914 | 829.9601 | 826.2363 | 822.3345 | 818.268 | 814.0494 | 809.6903 | 805.2016 | 800.5933 | 795.8749 | 791.0552 | 786.1424 | 781.1444 | 776.0683 | 770.9209 | 765.7087
| Marine | Wave |  | 37 | 37 | 37 | 37 | 37 | 37 | 37 | 37 | 37 | 37 | 37 | 37 | 37 | 37 | 37 | 37 | 37 | 37 | 37 | 37 | 37 | 37 | 37 | 37 | 37 | 37 | 37 | 37 | 37 | 37 | 37 | 37 | 37 | 37 | 37
| Solar | Solar |  | 7816.5294 | 8416.5294 | 8716.5294 | 8914.5294 | 9064.5294 | 9214.5294 | 9363.7594 | 9563.5294 | 9787.6694 | 9987.6694 | 10136.8494 | 10236.3194 | 10336.1394 | 10353.8194 | 10302.0503 | 10240.238 | 10168.5563 | 10087.2079 | 9996.423 | 9846.4767 | 9649.5471 | 9360.0607 | 8985.6583 | 8536.3754 | 7938.8291 | 7383.1111 | 7013.9555 | 6733.3973 | 6531.3954 | 6400.7675 | 6272.7521 | 6147.2971 | 6024.3511 | 5964.1076 | 5904.4665
| Onshore Wind | Wind Onshore |  | 4275.099 | 4623.349 | 4781.099 | 4884.499 | 4857.999 | 4823.399 | 4813.199 | 4824.0654 | 4835.4877 | 4829.5531 | 4839.1417 | 4840.8807 | 4845.7852 | 4841.8395 | 4802.3136 | 4735.085 | 4679.1166 | 4563.0283 | 4453.7896 | 4380.1261 | 4322.4935 | 4109.2125 | 3782.1799 | 3587.511 | 3488.1167 | 3337.5289 | 3183.1557 | 3022.2925 | 2851.2745 | 2665.6975 | 2483.2584 | 2315.4018 | 2155.6723 | 1988.0361 | 1909.2237
| Offshore Wind | Wind Offshore |  | 742.8 | 742.8 | 742.8 | 742.8 | 742.8 | 742.8 | 742.8 | 742.8 | 742.8 | 742.8 | 742.8 | 742.8 | 742.8 | 742.8 | 742.8 | 742.8 | 742.8 | 742.8 | 742.8 | 742.8 | 742.8 | 742.8 | 742.8 | 742.8 | 742.8 | 742.8 | 742.8 | 742.8 | 742.8 | 742.8 | 742.8 | 742.8 | 742.8 | 742.8 | 742.8
| Storage | Battery |  | 812.826 | 879.781 | 1255.721 | 2415.856 | 2798.355 | 2798.355 | 2798.355 | 2798.355 | 2798.355 | 2798.355 | 2798.355 | 2798.355 | 2798.355 | 2793.505 | 2792.907 | 2792.059 | 2783.359 | 2731.359 | 2654.719 | 2275.22 | 2271.22 | 2271.22 | 2271.22 | 2271.22 | 2271.22 | 2271.215 | 2271.115 | 2271.115 | 2271.115 | 2271.115 | 2271.115 | 2271.115 | 2271.115 | 2271.115 | 2271.115
| Storage | Compressed Air |  | 0 | 0 | 0 | 0 | 0 | 0 | 0 | 0 | 0 | 0 | 0 | 0 | 0 | 0 | 0 | 0 | 0 | 0 | 0 | 0 | 0 | 0 | 0 | 0 | 0 | 0 | 0 | 0 | 0 | 0 | 0 | 0 | 0 | 0 | 0
| Storage | Liquid Air |  | 5.35 | 5.35 | 5.35 | 5.35 | 5.35 | 5.35 | 5.35 | 5.35 | 5.35 | 5.35 | 5.35 | 5.35 | 5.35 | 5.35 | 5.35 | 5.35 | 5.35 | 5.35 | 5.35 | 5.35 | 5.35 | 5.35 | 5.35 | 5.35 | 5.35 | 5.35 | 5.35 | 5.35 | 5.35 | 5.35 | 5.35 | 5.35 | 5.35 | 5.35 | 5.35
| Storage | Pumped Hydro |  | 0 | 0 | 0 | 0 | 0 | 0 | 0 | 0 | 0 | 49.9 | 49.9 | 49.9 | 49.9 | 49.9 | 49.9 | 49.9 | 49.9 | 49.9 | 49.9 | 49.9 | 49.9 | 49.9 | 49.9 | 49.9 | 49.9 | 49.9 | 49.9 | 49.9 | 49.9 | 49.9 | 49.9 | 49.9 | 49.9 | 49.9 | 49.9
| Other Renewable (inc CHP) | (micro) Biogas CHP |  | 0 | 3.5399 | 37.9275 | 37.9444 | 40.628 | 44.172 | 47.6386 | 53.4629 | 60.5 | 68.7962 | 79.2367 | 91.0653 | 104.5952 | 122.5425 | 143.1825 | 163.7784 | 185.3629 | 208.5196 | 235.2231 | 259.4919 | 296.6968 | 315.289 | 333.9696 | 352.3049 | 370.9642 | 390.2287 | 410.8352 | 433.4915 | 457.4144 | 484.2307 | 515.52 | 551.3049 | 592.1541 | 639.2295 | 691.36
| Biomass | (micro) Biomass CHP |  | 0 | 0 | 0 | 0 | 0 | 0 | 0 | 0 | 0 | 0 | 0 | 0.22078 | 0.46404 | 2.5958 | 2.8609 | 3.4715 | 4.1744 | 5.1286 | 6.4998 | 8.1913 | 11.3179 | 13.4579 | 15.5738 | 17.5391 | 19.3412 | 21.0588 | 22.8223 | 24.7706 | 27.0173 | 29.5485 | 32.6943 | 36.4855 | 41.0365 | 46.5342 | 52.8358
| CHP (Non-renewable) | (micro) Gas CHP |  | 465 | 617.9231 | 629.4019 | 619.5397 | 619.4482 | 617.3322 | 623.1229 | 637.7465 | 653.5393 | 670.1459 | 694.6671 | 718.0415 | 738.5482 | 770.9896 | 809.1704 | 841.7223 | 867.7091 | 894.9936 | 941.48 | 981.6999 | 1040.6059 | 1076.0836 | 1114.984 | 1155.0689 | 1196.7654 | 1239.3552 | 1283.7201 | 1330.2794 | 1375.6821 | 1422.0904 | 1467.9612 | 1515.4958 | 1562.4713 | 1607.8447 | 1650.5331
| CHP (Non-renewable) | (micro) mCHP |  | 1.5241 | 1.0212 | 0.94301 | 0.87101 | 0.80587 | 0.74587 | 0.69087 | 0.64059 | 0.59436 | 0.5516 | 0.51229 | 0.47677 | 0.44428 | 0.4142 | 0.38699 | 0.36215 | 0.3398 | 0.3211 | 0.30411 | 0.28846 | 0.27407 | 0.26094 | 0.24781 | 0.23468 | 0.22155 | 0.20842 | 0.19529 | 0.18217 | 0.16904 | 0.15591 | 0.14278 | 0.12965 | 0.11652 | 0.10339 | 0.090263
| Other Renewable (inc CHP) | (micro) Anaerobic Digestion |  | 110.2134 | 111.4 | 112.3492 | 113.1086 | 113.7162 | 114.2022 | 114.591 | 114.9021 | 115.182 | 115.434 | 115.6607 | 115.8648 | 116.0485 | 116.2322 | 116.4158 | 116.5995 | 116.7832 | 116.9669 | 117.1505 | 117.3342 | 117.5179 | 117.7015 | 117.8852 | 118.0689 | 118.2526 | 118.4362 | 118.6199 | 118.8036 | 118.9873 | 119.1709 | 119.3546 | 119.5383 | 119.722 | 119.9056 | 120.0893
| Hydro | (micro) Hydro |  | 169.9024 | 177.6106 | 185.2417 | 192.7965 | 200.2758 | 207.6802 | 215.0106 | 221.9745 | 228.242 | 234.1961 | 239.8526 | 245.2262 | 250.3311 | 255.1807 | 259.7879 | 264.1648 | 268.3227 | 272.2728 | 276.0254 | 279.5904 | 282.9771 | 286.1944 | 289.2509 | 292.1546 | 294.9131 | 297.5337 | 300.0232 | 302.3883 | 304.6351 | 306.7696 | 308.7973 | 310.7237 | 312.5537 | 314.2923 | 315.9439
| Solar | (micro) Solar |  | 3497.3456 | 3647.2181 | 3754.3011 | 3849.3206 | 3933.6318 | 4008.4411 | 4074.8193 | 4143.685 | 4227.6551 | 4339.2396 | 4490.0525 | 4652.9744 | 4814.2125 | 4969.105 | 5115.2441 | 5260.3534 | 5396.1936 | 5521.3423 | 5633.5019 | 5733.6411 | 5822.9754 | 5912.3098 | 6001.6441 | 6090.9785 | 6180.3128 | 6269.6472 | 6358.9815 | 6448.3159 | 6537.6502 | 6626.9846 | 6716.3189 | 6805.6533 | 6894.9876 | 6984.3219 | 7073.6563
| Onshore Wind | (micro) Wind |  | 515.5559 | 538.6094 | 559.3575 | 578.0308 | 595.7705 | 612.6232 | 628.6332 | 643.8428 | 658.2918 | 672.4519 | 686.3288 | 699.9281 | 713.2555 | 726.3163 | 739.3771 | 752.4379 | 765.4988 | 778.5596 | 791.6204 | 804.6812 | 817.742 | 830.8028 | 843.8636 | 856.9244 | 869.9853 | 883.0461 | 896.1069 | 909.1677 | 922.2285 | 935.2893 | 948.3501 | 961.4109 | 974.4718 | 987.5326 | 1000.5934
| Other Thermal | (micro) Fuel Cells |  | 0.0062656 | 0.011598 | 0.01678 | 0.021153 | 0.025794 | 0.029729 | 0.035812 | 0.041527 | 0.046473 | 0.050455 | 0.05362 | 0.057072 | 0.062841 | 0.067735 | 0.072517 | 0.076924 | 0.080633 | 0.085054 | 0.092104 | 0.099119 | 0.10553 | 0.11122 | 0.11692 | 0.12261 | 0.12831 | 0.13401 | 0.1397 | 0.1454 | 0.15109 | 0.15679 | 0.16248 | 0.16818 | 0.17387 | 0.17957 | 0.18526
| Storage | (micro) Battery |  | 26.955 | 26.955 | 26.955 | 26.94 | 26.92 | 26.723 | 26.633 | 26.633 | 26.633 | 26.633 | 26.633 | 1.735 | 1.66 | 1.66 | 1.66 | 1.7854 | 0.6516 | 1.7676 | 3.6364 | 6.5364 | 9.6916 | 13.7916 | 19.306 | 26.426 | 35.326 | 35.1956 | 34.6804 | 33.5644 | 31.6956 | 28.7956 | 25.6404 | 21.5404 | 16.026 | 8.906 | 0.006
|  | Total |  | 26426.4407 | 28627.3693 | 30409.7763 | 32799.1066 | 33650.4984 | 34099.8865 | 34642.5031 | 35303.3455 | 35952.5774 | 36604.7143 | 37224.1849 | 37745.1145 | 38301.6926 | 38778.0582 | 39137.1176 | 39395.4224 | 39592.316 | 39612.9897 | 39696.2738 | 39369.3631 | 39373.2065 | 39056.8935 | 38546.677 | 38090.0063 | 37620.7625 | 37091.0358 | 36751.0663 | 36501.2742 | 36321.5836 | 36203.4225 | 36094.3575 | 36009.9042 | 35940.8268 | 35929.1236 | 36008.204
Consumer Power
MW
| Fuel Type | Sub Fuel Type | 2015 | 2016 | 2017 | 2018 | 2019 | 2020 | 2021 | 2022 | 2023 | 2024 | 2025 | 2026 | 2027 | 2028 | 2029 | 2030 | 2031 | 2032 | 2033 | 2034 | 2035 | 2036 | 2037 | 2038 | 2039 | 2040 | 2041 | 2042 | 2043 | 2044 | 2045 | 2046 | 2047 | 2048 | 2049 | 2050
| CHP (Non-renewable) | Coal CHP |  | 14.695 | 0 | 0 | 0 | 0 | 0 | 0 | 0 | 0 | 0 | 0 | 0 | 0 | 0 | 0 | 0 | 0 | 0 | 0 | 0 | 0 | 0 | 0 | 0 | 0 | 0 | 0 | 0 | 0 | 0 | 0 | 0 | 0 | 0 | 0
| CHP (Non-renewable) | Gas CHP |  | 1095.2958 | 1233.6001 | 1302.2031 | 1293.3632 | 1356.8654 | 1400.6473 | 1464.1093 | 1470.2771 | 1485.241 | 1511.2119 | 1538.6232 | 1557.249 | 1571.6686 | 1596.8304 | 1630.6404 | 1648.4563 | 1673.8261 | 1701.8683 | 1743.7907 | 1790.1714 | 1841.6511 | 1862.8254 | 1889.1267 | 1911.6781 | 1932.6155 | 1956.6788 | 1977.9139 | 1997.5122 | 2017.6495 | 2036.1695 | 2055.5925 | 2072.994 | 2090.7476 | 2104.2096 | 2119.0705
| Other Renewable (inc CHP) | Advanced Conversion Technology (ACT) CHP |  | 1.1 | 1.1 | 11.1 | 11.1 | 11.1 | 11.1 | 27 | 27 | 27 | 27 | 54 | 54 | 54 | 54 | 90 | 90 | 90 | 90 | 126 | 126 | 126 | 126 | 126 | 126 | 126 | 126 | 126 | 126 | 126 | 126 | 126 | 126 | 126 | 126 | 126
| Other Renewable (inc CHP) | Anaerobic Digestion CHP |  | 139.788 | 142.4331 | 145.0056 | 147.5132 | 149.9624 | 152.3591 | 154.7084 | 157.0147 | 159.282 | 161.5138 | 163.7133 | 165.8832 | 167.6114 | 169.3054 | 170.9675 | 172.5997 | 174.2039 | 175.782 | 177.1158 | 178.4228 | 179.7046 | 180.9625 | 182.1976 | 183.1835 | 184.1462 | 185.0867 | 186.0062 | 186.9054 | 187.7852 | 188.6466 | 189.4902 | 190.3167 | 191.1269 | 191.9213 | 192.7006
| Biomass | Biomass CHP |  | 198.246 | 229.2071 | 238.7087 | 247.8392 | 256.6328 | 265.1193 | 366.325 | 376.9774 | 387.3116 | 397.3522 | 407.1209 | 416.6372 | 425.9187 | 434.9814 | 443.8396 | 452.5065 | 460.994 | 469.313 | 477.4737 | 485.4851 | 493.3559 | 501.0937 | 508.706 | 516.1993 | 522.2895 | 528.2397 | 534.0561 | 537.0744 | 539.9278 | 542.6234 | 543.8116 | 544.8463 | 544.8463 | 544.8463 | 544.8463
| Other Renewable (inc CHP) | Geothermal CHP |  | 7.14 | 7.14 | 7.14 | 7.14 | 7.14 | 7.14 | 7.14 | 7.14 | 10.14 | 10.14 | 10.14 | 10.14 | 10.14 | 10.14 | 10.14 | 10.14 | 10.14 | 10.14 | 10.14 | 10.14 | 10.14 | 10.14 | 10.14 | 10.14 | 10.14 | 10.14 | 10.14 | 10.14 | 10.14 | 10.14 | 10.14 | 10.14 | 10.14 | 10.14 | 10.14
| Other Renewable (inc CHP) | Sewage CHP |  | 137.8968 | 142.5746 | 147.2883 | 151.3082 | 155.3335 | 159.3694 | 163.4205 | 167.4908 | 171.5843 | 175.7043 | 179.854 | 183.1371 | 186.4186 | 189.7008 | 192.9859 | 195.3107 | 197.6144 | 199.8985 | 201.6651 | 203.4054 | 204.6124 | 205.7889 | 205.7889 | 205.7889 | 205.7889 | 205.7889 | 205.7889 | 205.7889 | 205.7889 | 205.7889 | 205.7889 | 205.7889 | 205.7889 | 205.7889 | 205.7889
| Other Renewable (inc CHP) | Waste CHP |  | 318.281 | 331.8722 | 439.5501 | 471.8637 | 487.4262 | 502.3263 | 516.618 | 530.3491 | 543.562 | 556.2943 | 568.5797 | 580.4486 | 591.9283 | 603.0434 | 613.8166 | 624.268 | 634.4165 | 644.2791 | 653.8715 | 663.208 | 672.302 | 681.1657 | 689.8106 | 696.5226 | 701.2576 | 703.9872 | 704.6989 | 704.6989 | 704.6989 | 704.6989 | 704.6989 | 704.6989 | 704.6989 | 704.6989 | 704.6989
| Other Thermal | Onsite Generation |  | 921.868 | 921.868 | 921.868 | 921.868 | 921.868 | 921.868 | 921.868 | 921.868 | 921.868 | 921.868 | 921.868 | 921.868 | 921.868 | 921.868 | 921.868 | 921.868 | 921.868 | 921.868 | 921.868 | 921.868 | 921.868 | 921.868 | 921.868 | 921.868 | 921.868 | 921.868 | 921.868 | 921.868 | 921.868 | 921.868 | 921.868 | 921.868 | 921.868 | 921.868 | 921.868
| CHP (Non-renewable) | CCGT |  | 606.5 | 606.5 | 606.5 | 606.5 | 606.5 | 606.5 | 606.5 | 768.5 | 768.5 | 768.5 | 768.5 | 823.5 | 823.5 | 823.5 | 823.5 | 878.5 | 878.5 | 878.5 | 878.5 | 933.5 | 933.5 | 933.5 | 933.5 | 988.5 | 988.5 | 988.5 | 988.5 | 988.5 | 988.5 | 988.5 | 988.5 | 988.5 | 988.5 | 988.5 | 988.5
| Other Thermal | OCGT |  | 442.913 | 442.913 | 442.913 | 442.913 | 544.253 | 634.333 | 713.153 | 791.973 | 848.273 | 904.573 | 938.353 | 972.133 | 1005.913 | 1039.693 | 1073.473 | 1095.993 | 1118.513 | 1141.033 | 1163.553 | 1174.813 | 1186.073 | 1197.333 | 1208.593 | 1219.853 | 1225.483 | 1231.113 | 1236.743 | 1242.373 | 1248.003 | 1253.633 | 1259.263 | 1264.893 | 1270.523 | 1276.153 | 1281.783
| Other Thermal | Diesel Reciprocating Engines |  | 641.376 | 1008.8342 | 1439.9139 | 1638.996 | 1726.441 | 1855.9241 | 1995.1184 | 2144.7523 | 2305.6087 | 2420.8892 | 2541.9336 | 2669.0303 | 2802.4818 | 2942.6059 | 3016.1711 | 3091.5753 | 3168.8647 | 3248.0863 | 3329.2885 | 3370.9046 | 3413.0409 | 3455.7039 | 3498.9002 | 3542.6365 | 3560.3496 | 3578.1514 | 3596.0421 | 3614.0224 | 3632.0925 | 3650.2529 | 3668.5042 | 3686.8467 | 3705.281 | 3723.8074 | 3742.4264
| Other Thermal | Gas Reciprocating Engines |  | 284.299 | 393.0768 | 743.1659 | 1267.7138 | 1584.6422 | 1941.1867 | 2329.4241 | 2795.3089 | 3284.488 | 3859.2734 | 4438.1644 | 5103.889 | 5741.8752 | 6459.6096 | 6944.0803 | 7326.0047 | 7655.6749 | 7923.6235 | 8121.7141 | 8202.9312 | 8243.9459 | 8243.9459 | 8243.9459 | 8243.9459 | 8243.9459 | 8243.9459 | 8243.9459 | 8243.9459 | 8243.9459 | 8243.9459 | 8243.9459 | 8243.9459 | 8243.9459 | 8243.9459 | 8243.9459
| Other Thermal | Fuel Oil |  | 145.9 | 145.9 | 145.9 | 145.9 | 145.9 | 145.9 | 145.9 | 145.9 | 145.9 | 131.7 | 131.7 | 131.7 | 131.7 | 131.7 | 131.7 | 131.7 | 131.7 | 131.7 | 131.7 | 131.7 | 131.7 | 131.7 | 131.7 | 131.7 | 131.7 | 131.7 | 131.7 | 131.7 | 131.7 | 131.7 | 131.7 | 131.7 | 131.7 | 131.7 | 131.7
| Other Renewable (inc CHP) | Advanced Conversion Technology (ACT) |  | 67.734 | 110.9159 | 154.194 | 178.1776 | 205.8529 | 237.7853 | 280.571 | 331.0063 | 390.4534 | 458.5647 | 540.7842 | 637.672 | 751.837 | 867.5548 | 1000.9842 | 1129.8025 | 1246.838 | 1344.7053 | 1450.1305 | 1527.4406 | 1608.7448 | 1654.03 | 1674.6614 | 1687.2228 | 1687.2228 | 1687.2228 | 1687.2228 | 1687.2228 | 1687.2228 | 1687.2228 | 1687.2228 | 1687.2228 | 1687.2228 | 1687.2228 | 1687.2228
| Other Renewable (inc CHP) | Anaerobic Digestion |  | 173.687 | 193.687 | 312.1227 | 353.0259 | 379.3434 | 406.8611 | 435.6739 | 465.8771 | 497.5671 | 530.8426 | 565.8048 | 602.5583 | 641.2115 | 681.8769 | 724.6718 | 773.3979 | 818.0867 | 865.4568 | 907.3004 | 951.2362 | 988.1422 | 1016.9289 | 1041.6375 | 1054.3007 | 1056.865 | 1064.4787 | 1072.0924 | 1079.7061 | 1087.3198 | 1094.9336 | 1102.5473 | 1110.161 | 1117.7747 | 1125.3885 | 1133.0022
| Biomass | Biomass - Co Firing |  | 57.25 | 57.25 | 57.25 | 57.25 | 57.25 | 57.25 | 57.25 | 57.25 | 57.25 | 57.25 | 57.25 | 57.25 | 57.25 | 57.25 | 57.25 | 57.25 | 57.25 | 57.25 | 57.25 | 57.25 | 57.25 | 57.25 | 57.25 | 57.25 | 57.25 | 57.25 | 57.25 | 57.25 | 57.25 | 57.25 | 57.25 | 57.25 | 57.25 | 57.25 | 57.25
| Biomass | Biomass - Dedicated |  | 487.5017 | 709.9017 | 749.9017 | 749.9017 | 749.9017 | 749.9017 | 749.9017 | 749.9017 | 749.9017 | 749.9017 | 749.9017 | 749.9017 | 714.6817 | 714.6817 | 714.6817 | 714.6817 | 714.6817 | 673.0817 | 673.0817 | 642.0817 | 642.0817 | 642.0817 | 642.0817 | 642.0817 | 642.0817 | 642.0817 | 642.0817 | 642.0817 | 642.0817 | 642.0817 | 642.0817 | 642.0817 | 642.0817 | 642.0817 | 642.0817
| Hydro | Hydro |  | 366.237 | 376.1196 | 386.2328 | 396.5841 | 405.1983 | 413.97 | 420.834 | 427.7856 | 434.8274 | 441.962 | 449.1917 | 456.5188 | 463.9457 | 471.4746 | 479.1077 | 486.8472 | 494.6953 | 502.6541 | 510.7257 | 516.3588 | 522.0399 | 527.7702 | 533.5505 | 539.3816 | 545.2645 | 551.2 | 557.1889 | 563.2322 | 569.3305 | 575.4848 | 581.6959 | 587.9645 | 594.2914 | 600.6775 | 607.1235
| Other Renewable (inc CHP) | Landfill Gas |  | 1074.3973 | 1074.3973 | 1074.3973 | 1074.3973 | 1074.3973 | 1074.3973 | 1074.3973 | 1074.3973 | 1074.3973 | 1073.1552 | 1070.4713 | 1066.4917 | 1061.3483 | 1055.1601 | 1021.656 | 988.351 | 955.3612 | 922.785 | 890.7047 | 859.1888 | 806.8139 | 757.199 | 710.2558 | 665.8897 | 624.0021 | 587.6116 | 556.053 | 531.5462 | 510.5934 | 492.8527 | 478.0403 | 465.9232 | 456.3134 | 446.7814 | 437.3363
| Other Renewable (inc CHP) | Sewage |  | 64.178 | 66.0801 | 68.0229 | 70.0083 | 72.0379 | 74.1136 | 76.237 | 78.4097 | 80.6335 | 82.9099 | 85.2407 | 87.6275 | 90.0721 | 92.576 | 95.1412 | 97.7692 | 99.9732 | 102.2192 | 103.9973 | 105.7992 | 107.0966 | 108.4034 | 109.1778 | 109.1778 | 109.1778 | 109.1778 | 109.1778 | 109.1778 | 109.1778 | 109.1778 | 109.1778 | 109.1778 | 109.1778 | 109.1778 | 109.1778
| Marine | Tidal |  | 4 | 10.5 | 10.5 | 11 | 12.2 | 22.2 | 32.2 | 42.2 | 52.2 | 73.2 | 83.2 | 103.2 | 113.2 | 123.2 | 143.2 | 153.2 | 173.2 | 183.2 | 193.2 | 193.2 | 193.2 | 193.2 | 193.2 | 193.2 | 193.2 | 193.2 | 193.2 | 193.2 | 193.2 | 193.2 | 193.2 | 193.2 | 193.2 | 193.2 | 193.2
| Other Renewable (inc CHP) | Waste |  | 700.05 | 713.2203 | 745.7778 | 915.6577 | 982.5161 | 1011.4659 | 1025.5508 | 1039.1041 | 1052.1645 | 1064.7664 | 1076.9412 | 1088.7166 | 1100.1182 | 1111.1689 | 1121.8897 | 1132.2997 | 1142.4164 | 1152.2559 | 1161.833 | 1166.514 | 1170.9039 | 1172.6759 | 1174.174 | 1174.174 | 1174.174 | 1174.174 | 1174.174 | 1174.174 | 1174.174 | 1174.174 | 1174.174 | 1174.174 | 1174.174 | 1174.174 | 1174.174
| Marine | Wave |  | 37 | 37 | 37 | 37 | 37 | 37 | 37 | 37 | 37 | 37 | 37 | 37 | 37 | 37 | 37 | 37 | 47 | 47 | 57 | 57 | 67 | 67 | 67 | 67 | 67 | 67 | 67 | 67 | 67 | 67 | 67 | 67 | 67 | 67 | 67
| Solar | Solar |  | 7816.5294 | 8816.5294 | 9316.5294 | 9646.5294 | 9896.5294 | 10146.5294 | 10646.5294 | 11346.5294 | 12346.5294 | 13496.5294 | 14696.5294 | 15846.5294 | 16846.5294 | 17546.5294 | 18146.5294 | 18746.5294 | 19296.5294 | 19796.5294 | 20296.5294 | 20696.5294 | 21096.5294 | 21396.5294 | 21596.5294 | 21796.5294 | 21896.5294 | 21896.5294 | 21896.5294 | 21896.5294 | 21896.5294 | 21896.5294 | 21896.5294 | 21896.5294 | 21896.5294 | 21896.5294 | 21896.5294
| Onshore Wind | Wind Onshore |  | 4275.099 | 4623.349 | 4781.099 | 4884.499 | 4908.9215 | 4938.375 | 4969.4868 | 5004.9412 | 5039.4449 | 5073.0535 | 5105.8181 | 5137.7855 | 5168.9986 | 5199.497 | 5229.3175 | 5258.494 | 5287.0578 | 5315.0382 | 5342.4624 | 5369.3557 | 5395.7419 | 5421.6431 | 5447.08 | 5472.0721 | 5496.6377 | 5520.7939 | 5544.557 | 5567.9421 | 5590.9636 | 5613.6352 | 5635.9698 | 5657.9794 | 5679.6756 | 5701.0694 | 5722.1711
| Offshore Wind | Wind Offshore |  | 742.8 | 742.8 | 742.8 | 742.8 | 742.8 | 742.8 | 742.8 | 842.7 | 842.7 | 842.7 | 842.7 | 842.7 | 842.7 | 842.7 | 842.7 | 842.7 | 842.7 | 842.7 | 842.7 | 842.7 | 842.7 | 842.7 | 842.7 | 842.7 | 842.7 | 842.7 | 842.7 | 842.7 | 842.7 | 842.7 | 842.7 | 842.7 | 842.7 | 842.7 | 842.7
| Storage | Battery |  | 812.826 | 883.5841 | 1267.8616 | 2437.8966 | 2841.1956 | 2858.1996 | 2889.0556 | 2941.1436 | 3029.5396 | 3152.3396 | 3281.8436 | 3411.2983 | 3532.1463 | 3621.815 | 3718.1503 | 3804.7503 | 3881.0203 | 3908.3185 | 3940.048 | 3886.874 | 3775.982 | 3799.568 | 3842.386 | 3857.878 | 3834.774 | 3845.925 | 3848.9143 | 3907.521 | 3933.8503 | 3981.4356 | 4090.921 | 4087.649 | 4186.9583 | 4275.937 | 4282.169
| Storage | Compressed Air |  | 0 | 0 | 0 | 0 | 0 | 0 | 0 | 0 | 0 | 0 | 0 | 0 | 0 | 0 | 0 | 0 | 0 | 0 | 0 | 0 | 50 | 55 | 60 | 65 | 75 | 85 | 95 | 105 | 120 | 120 | 120 | 120 | 120 | 120 | 120
| Storage | Liquid Air |  | 5.35 | 5.35 | 5.35 | 5.35 | 5.35 | 5.35 | 5.35 | 5.35 | 5.35 | 35.35 | 35.35 | 35.35 | 45.35 | 55.35 | 85.35 | 85.35 | 85.35 | 135.35 | 135.35 | 135.35 | 185.35 | 185.35 | 185.35 | 185.35 | 285.35 | 285.35 | 285.35 | 285.35 | 285.35 | 285.35 | 285.35 | 285.35 | 285.35 | 285.35 | 285.35
| Storage | Pumped Hydro |  | 0 | 0 | 0 | 0 | 0 | 0 | 0 | 0 | 0 | 49.9 | 49.9 | 49.9 | 49.9 | 49.9 | 49.9 | 49.9 | 49.9 | 49.9 | 49.9 | 49.9 | 49.9 | 49.9 | 49.9 | 49.9 | 49.9 | 49.9 | 49.9 | 49.9 | 49.9 | 49.9 | 49.9 | 49.9 | 49.9 | 49.9 | 49.9
| Other Renewable (inc CHP) | (micro) Biogas CHP |  | 0 | 4.4489 | 11.7329 | 13.9733 | 19.0556 | 23.0737 | 28.8749 | 34.1314 | 40.8997 | 49.1301 | 58.3776 | 67.6634 | 78.3894 | 91.9057 | 107.6324 | 121.9336 | 138.0292 | 155.4232 | 174.9859 | 195.0321 | 221.461 | 234.529 | 248.6091 | 261.2761 | 273.9272 | 287.5233 | 300.6881 | 313.993 | 328.4561 | 343.3272 | 359.7995 | 376.3711 | 394.6155 | 412.7317 | 432.5107
| Biomass | (micro) Biomass CHP |  | 0 | 0 | 0 | 0 | 0 | 0 | 0 | 0 | 0 | 0 | 0 | 0 | 0.14012 | 0.18594 | 0.46237 | 2.1739 | 2.4718 | 2.8475 | 3.4055 | 4.0657 | 5.2437 | 6.219 | 7.4524 | 8.8014 | 10.251 | 11.8473 | 13.3571 | 14.7692 | 16.1384 | 17.4013 | 18.6774 | 19.9488 | 21.29 | 22.6132 | 24.0672
| CHP (Non-renewable) | (micro) Gas CHP |  | 465 | 724.9488 | 779.9849 | 756.6798 | 811.8771 | 848.8413 | 913.0156 | 918.5033 | 935.2651 | 963.9832 | 996.6564 | 1021.3855 | 1040.7372 | 1072.3864 | 1117.0193 | 1144.1782 | 1178.9285 | 1217.5076 | 1272.716 | 1335.5357 | 1403.6016 | 1432.0862 | 1465.7922 | 1493.7395 | 1521.7443 | 1552.0548 | 1580.1266 | 1605.39 | 1631.6955 | 1656.3898 | 1680.4 | 1702.9618 | 1724.5787 | 1742.0524 | 1760.0329
| CHP (Non-renewable) | (micro) mCHP |  | 1.5241 | 3.1936 | 5.1807 | 15.1328 | 40.5225 | 62.5821 | 120.1844 | 211.7328 | 314.7261 | 422.8788 | 502.7216 | 601.6813 | 696.2871 | 790.3492 | 880.7263 | 962.5194 | 1054.8442 | 1156.7581 | 1251.6912 | 1339.9672 | 1421.6922 | 1497.7134 | 1573.7345 | 1649.7557 | 1725.7769 | 1801.798 | 1877.8192 | 1953.8404 | 2029.8616 | 2105.8827 | 2181.9039 | 2257.9251 | 2333.9462 | 2409.9674 | 2485.9886
| Other Renewable (inc CHP) | (micro) Anaerobic Digestion |  | 110.2134 | 112.1119 | 114.0104 | 115.909 | 117.9024 | 120.0952 | 122.6169 | 125.643 | 129.4255 | 134.3429 | 141.2271 | 151.5535 | 166.0105 | 184.8045 | 207.3574 | 232.1655 | 256.9737 | 280.5414 | 302.9308 | 323.0812 | 341.2166 | 357.5384 | 372.2281 | 385.4487 | 397.3474 | 408.0561 | 417.694 | 426.3681 | 434.1748 | 441.2008 | 447.5242 | 453.2153 | 458.3372 | 462.947 | 467.0958
| Hydro | (micro) Hydro |  | 169.9024 | 180.18 | 190.9715 | 202.3025 | 213.8602 | 225.649 | 237.4378 | 249.2266 | 261.0154 | 272.8042 | 284.593 | 296.3818 | 308.1706 | 319.9594 | 331.1588 | 341.7982 | 351.9056 | 361.5077 | 370.1495 | 377.9272 | 384.9271 | 391.227 | 396.5819 | 401.1336 | 405.0025 | 408.2911 | 411.0864 | 413.3227 | 415.1117 | 416.5429 | 417.6878 | 418.6038 | 419.3366 | 419.9228 | 420.3918
| Solar | (micro) Solar |  | 3497.3456 | 3700.0833 | 4049.5472 | 4590.6367 | 5381.8658 | 6306.5221 | 7269.7404 | 8189.0017 | 9095.5337 | 9967.0513 | 10808.4577 | 11615.796 | 12386.3954 | 13128.7447 | 13831.931 | 14497.3134 | 15120.8895 | 15707.5848 | 16253.1619 | 16766.287 | 17239.0812 | 17680.4321 | 18083.7624 | 18458.0207 | 18796.7659 | 19135.511 | 19474.2562 | 19813.0013 | 20151.7464 | 20490.4916 | 20829.2367 | 21167.9819 | 21506.727 | 21845.4721 | 22184.2173
| Onshore Wind | (micro) Wind |  | 515.5559 | 540.3827 | 567.6922 | 597.7327 | 635.2833 | 682.2215 | 738.5474 | 803.3222 | 873.279 | 948.8323 | 1025.8966 | 1104.5023 | 1184.6801 | 1264.8578 | 1345.0356 | 1425.2134 | 1503.7876 | 1580.7903 | 1656.253 | 1730.2064 | 1802.6807 | 1873.7056 | 1943.31 | 2011.5222 | 2078.3703 | 2143.8814 | 2208.0822 | 2270.999 | 2332.6575 | 2393.0829 | 2452.2997 | 2510.3322 | 2567.204 | 2622.9384 | 2677.5581
| Other Thermal | (micro) Fuel Cells |  | 0.014328 | 0.034888 | 0.081831 | 0.14317 | 0.35337 | 0.58802 | 1.2522 | 5.186 | 23.9362 | 52.8199 | 77.7684 | 100.6639 | 226.4537 | 335.6974 | 433.6135 | 521.4825 | 629.6689 | 771.7219 | 904.4831 | 1026.3938 | 1136.1392 | 1237.1712 | 1338.2033 | 1439.2354 | 1540.2675 | 1641.2996 | 1742.3317 | 1843.3637 | 1944.3958 | 2045.4279 | 2146.46 | 2247.4921 | 2348.5241 | 2449.5562 | 2550.5883
| Storage | (micro) Battery |  | 26.955 | 27.9581 | 32.3331 | 47.5337 | 87.0637 | 134.9667 | 190.7307 | 253.2227 | 327.5968 | 414.6968 | 499.9181 | 560.1294 | 646.2944 | 736.4451 | 841.8951 | 931.4434 | 1016.3224 | 1101.6331 | 1185.9264 | 1288.5264 | 1367.9904 | 1443.8424 | 1516.0238 | 1586.3358 | 1654.1358 | 1654.1358 | 1654.1358 | 1654.1358 | 1654.1358 | 1654.1358 | 1654.1358 | 1654.1358 | 1654.1358 | 1654.1358 | 1654.1358
|  | Total |  | 26426.4488 | 29321.0457 | 32051.8307 | 35254.1396 | 37632.3427 | 39784.512 | 42476.5226 | 45538.1171 | 48750.3948 | 52291.9846 | 55786.0933 | 59319.8725 | 62684.8709 | 65830.0485 | 68627.5435 | 71177.4666 | 73562.1968 | 75770.8514 | 77924.5967 | 79636.3504 | 81241.4038 | 82553.7209 | 83722.9087 | 84852.3927 | 85794.8019 | 86515.1927 | 87221.3715 | 87979.2453 | 88713.1167 | 89450.7776 | 90251.1879 | 90935.769 | 91723.4608 | 92490.3557 | 93176.4426

## ES13
Net movement by fuel type per year
* Tables shown only include Nuclear, Coal and Gas (excluding CCS)
Two Degrees 2017
Year | 2016/17 | 2017/18 | 2018/19 | 2019/20 | 2020/21 | 2021/22 | 2022/23 | 2023/24 | 2024/25 | 2025/26 | 2026/27 | 2027/28 | 2028/29 | 2029/30 | 2030/31 | 2031/32 | 2032/33 | 2033/34 | 2034/35 | 2035/36 | 2036/37 | 2037/38 | 2038/39 | 2039/40 | 2040/41 | Totals
Nuclear Increase | 0 | 0 | 0 | 0 | 0 | 0 | 0 | 0 | 0 | 0 | 1670 | 0 | 3070 | 0 | 2529 | 1670 | 1129 | 1670 | 1129 | 1670 | 0 | 0 | 0 | 0 | 0 | 14537
Nuclear Decrease | 0 | 0 | 0 | 0 | 0 | 0 | 0 | -1859 | -2363 | 0 | 0 | 0 | -1090 | 0 | -2446 | 0 | 0 | 0 | 0 | 0 | 0 | 0 | 0 | 0 | 0 | -7758
Nuclear Net | 0 | 0 | 0 | 0 | 0 | 0 | 0 | -1859 | -2363 | 0 | 1670 | 0 | 1980 | 0 | 83 | 1670 | 1129 | 1670 | 1129 | 1670 | 0 | 0 | 0 | 0 | 0 | 6779
Coal Increase | 0 | 616 | 0 | 0 | 0 | 0 | 0 | 0 | 0 | 0 | 0 | 0 | 0 | 0 | 0 | 0 | 0 | 0 | 0 | 0 | 0 | 0 | 0 | 0 | 0 | 616
Coal Decrease | 0 | -1230 | -3410 | -4870 | -1636 | -994 | -1284 | 0 | 0 | 0 | 0 | 0 | 0 | 0 | 0 | 0 | 0 | 0 | 0 | 0 | 0 | 0 | 0 | 0 | 0 | -13424
Coal Net | 0 | -614 | -3410 | -4870 | -1636 | -994 | -1284 | 0 | 0 | 0 | 0 | 0 | 0 | 0 | 0 | 0 | 0 | 0 | 0 | 0 | 0 | 0 | 0 | 0 | 0 | -12808
Gas Increase | 0 | 213 | 0 | 0 | 0 | 663 | 0 | 0 | 1199 | 1550 | 650 | 800 | 0 | 800 | 0 | 0 | 0 | 0 | 0 | 0 | 0 | 0 | 0 | 0 | 0 | 5875
Gas Decrease | 0 | -343 | -2487 | -155 | -29 | -3212 | -2095 | -1550 | -25 | -2202 | -1568 | -1256 | -1675 | 0 | -1218 | -2927 | 0 | -1752 | -920 | -1767 | -2753 | -439 | -20 | 0 | 0 | -28393
Gas Net | 0 | -130 | -2487 | -155 | -29 | -2549 | -2095 | -1550 | 1174 | -652 | -918 | -456 | -1675 | 800 | -1218 | -2927 | 0 | -1752 | -920 | -1767 | -2753 | -439 | -20 | 0 | 0 | -22518
Slow Progression 2017
| 2016/17 | 2017/18 | 2018/19 | 2019/20 | 2020/21 | 2021/22 | 2022/23 | 2023/24 | 2024/25 | 2025/26 | 2026/27 | 2027/28 | 2028/29 | 2029/30 | 2030/31 | 2031/32 | 2032/33 | 2033/34 | 2034/35 | 2035/36 | 2036/37 | 2037/38 | 2038/39 | 2039/40 | 2040/41 | Totals
Nuclear Increase | 0 | 0 | 0 | 0 | 0 | 0 | 0 | 0 | 0 | 0 | 0 | 0 | 1400 | 0 | 1400 | 1670 | 0 | 1670 | 0 | 1670 | 0 | 0 | 0 | 0 | 0 | 7810
Nuclear Decrease | 0 | 0 | 0 | 0 | 0 | 0 | -947 | -912 | -2363 | 0 | 0 | 0 | -2320 | -1216 | 0 | 0 | 0 | 0 | 0 | 0 | 0 | 0 | 0 | 0 | 0 | -7758
Nuclear Net | 0 | 0 | 0 | 0 | 0 | 0 | -947 | -912 | -2363 | 0 | 0 | 0 | -920 | -1216 | 1400 | 1670 | 0 | 1670 | 0 | 1670 | 0 | 0 | 0 | 0 | 0 | 52
Coal Increase | 0 | 616 | 0 | 0 | 0 | 0 | 0 | 0 | 0 | 0 | 0 | 0 | 0 | 0 | 0 | 0 | 0 | 0 | 0 | 0 | 0 | 0 | 0 | 0 | 0 | 616
Coal Decrease | 0 | -677 | -2370 | -3455 | -3650 | -1988 | 0 | -1284 | 0 | 0 | 0 | 0 | 0 | 0 | 0 | 0 | 0 | 0 | 0 | 0 | 0 | 0 | 0 | 0 | 0 | -13424
Coal Net | 0 | -61 | -2370 | -3455 | -3650 | -1988 | 0 | -1284 | 0 | 0 | 0 | 0 | 0 | 0 | 0 | 0 | 0 | 0 | 0 | 0 | 0 | 0 | 0 | 0 | 0 | -12808
Gas Increase | 0 | 213 | 0 | 0 | 293 | 370 | 0 | 900 | 900 | 1427 | 1749 | 650 | 0 | 490 | 299 | 0 | 0 | 0 | 0 | 0 | 0 | 0 | 0 | 0 | 0 | 7291
Gas Decrease | 0 | -343 | -1486 | -1001 | -885 | -1732 | -1550 | -1232 | -715 | -1766 | -2315 | -2528 | -740 | -704 | -2503 | -920 | -1755 | -2994 | 0 | -1458 | 0 | -12 | -27 | -1331 | 0 | -27997
Gas Net | 0 | -130 | -1486 | -1001 | -592 | -1362 | -1550 | -332 | 185 | -339 | -566 | -1878 | -740 | -214 | -2204 | -920 | -1755 | -2994 | 0 | -1458 | 0 | -12 | -27 | -1331 | 0 | -20706
Steady State 2017
| 2016/17 | 2017/18 | 2018/19 | 2019/20 | 2020/21 | 2021/22 | 2022/23 | 2023/24 | 2024/25 | 2025/26 | 2026/27 | 2027/28 | 2028/29 | 2029/30 | 2030/31 | 2031/32 | 2032/33 | 2033/34 | 2034/35 | 2035/36 | 2036/37 | 2037/38 | 2038/39 | 2039/40 | 2040/41 | Totals
Nuclear Increase | 0 | 0 | 0 | 0 | 0 | 0 | 0 | 0 | 0 | 0 | 0 | 0 | 0 | 0 | 0 | 0 | 0 | 1670 | 0 | 1670 | 0 | 0 | 0 | 0 | 0 | 3340
Nuclear Decrease | 0 | 0 | 0 | 0 | 0 | -1155 | -947 | -912 | -1208 | 0 | 0 | -2320 | 0 | 0 | -1216 | 0 | 0 | 0 | 0 | 0 | 0 | 0 | 0 | 0 | 0 | -7758
Nuclear Net | 0 | 0 | 0 | 0 | 0 | -1155 | -947 | -912 | -1208 | 0 | 0 | -2320 | 0 | 0 | -1216 | 0 | 0 | 1670 | 0 | 1670 | 0 | 0 | 0 | 0 | 0 | -4418
Coal Increase | 0 | 616 | 0 | 0 | 0 | 0 | 0 | 0 | 0 | 0 | 0 | 0 | 0 | 0 | 0 | 0 | 0 | 0 | 0 | 0 | 0 | 0 | 0 | 0 | 0 | 616
Coal Decrease | 0 | -411 | -2100 | -1991 | -1500 | -1948 | -2202 | 0 | -1988 | -1284 | 0 | 0 | 0 | 0 | 0 | 0 | 0 | 0 | 0 | 0 | 0 | 0 | 0 | 0 | 0 | -13424
Coal Net | 0 | 205 | -2100 | -1991 | -1500 | -1948 | -2202 | 0 | -1988 | -1284 | 0 | 0 | 0 | 0 | 0 | 0 | 0 | 0 | 0 | 0 | 0 | 0 | 0 | 0 | 0 | -12808
Gas Increase | 0 | 213 | 0 | 0 | 963 | 627 | 2991 | 3352 | 3772 | 5098 | 2131 | 2766 | 280 | 1005 | 899 | 0 | 0 | 299 | 800 | 0 | 0 | 0 | 0 | 0 | 0 | 25196
Gas Decrease | 0 | -343 | -1786 | 0 | 0 | 0 | -2334 | -2434 | -2660 | -3616 | -1380 | -405 | 0 | -454 | -1218 | -433 | -704 | -3261 | -819 | -1049 | 0 | -135 | -880 | -456 | 0 | -24367
Gas Net | 0 | -130 | -1786 | 0 | 963 | 627 | 657 | 918 | 1112 | 1482 | 751 | 2361 | 280 | 551 | -319 | -433 | -704 | -2962 | -19 | -1049 | 0 | -135 | -880 | -456 | 0 | 829
Consumer Power 2017
| 2016/17 | 2017/18 | 2018/19 | 2019/20 | 2020/21 | 2021/22 | 2022/23 | 2023/24 | 2024/25 | 2025/26 | 2026/27 | 2027/28 | 2028/29 | 2029/30 | 2030/31 | 2031/32 | 2032/33 | 2033/34 | 2034/35 | 2035/36 | 2036/37 | 2037/38 | 2038/39 | 2039/40 | 2040/41 | Totals
Nuclear Increase | 0 | 0 | 0 | 0 | 0 | 0 | 0 | 0 | 0 | 0 | 0 | 0 | 0 | 1670 | 1400 | 1670 | 1400 | 1670 | 0 | 1670 | 1129 | 0 | 1129 | 0 | 1129 | 12867
Nuclear Decrease | 0 | 0 | 0 | 0 | 0 | 0 | -947 | -912 | -2363 | 0 | 0 | 0 | -1090 | -1230 | -1216 | 0 | 0 | 0 | 0 | 0 | 0 | 0 | 0 | 0 | 0 | -7758
Nuclear Net | 0 | 0 | 0 | 0 | 0 | 0 | -947 | -912 | -2363 | 0 | 0 | 0 | -1090 | 440 | 184 | 1670 | 1400 | 1670 | 0 | 1670 | 1129 | 0 | 1129 | 0 | 1129 | 5109
Coal Increase | 0 | 616 | 0 | 0 | 0 | 0 | 0 | 0 | 0 | 0 | 0 | 0 | 0 | 0 | 0 | 0 | 0 | 0 | 0 | 0 | 0 | 0 | 0 | 0 | 0 | 616
Coal Decrease | 0 | -641 | -2370 | -3491 | -3173 | -974 | 0 | -1491 | -1284 | 0 | 0 | 0 | 0 | 0 | 0 | 0 | 0 | 0 | 0 | 0 | 0 | 0 | 0 | 0 | 0 | -13424
Coal Net | 0 | -25 | -2370 | -3491 | -3173 | -974 | 0 | -1491 | -1284 | 0 | 0 | 0 | 0 | 0 | 0 | 0 | 0 | 0 | 0 | 0 | 0 | 0 | 0 | 0 | 0 | -12808
Gas Increase | 0 | 213 | 0 | 0 | 663 | 0 | 0 | 900 | 4212 | 1351 | 551 | 551 | 299 | 0 | 300 | 0 | 30 | 0 | 0 | 0 | 299 | 0 | 0 | 0 | 0 | 9369
Gas Decrease | 0 | -343 | -1851 | -235 | -1982 | -1847 | -2175 | 0 | 0 | 0 | -1957 | -1575 | -1534 | -2098 | -395 | -3374 | -2460 | -2938 | -850 | 0 | 0 | -498 | -972 | 0 | 0 | -27084
Gas Net | 0 | -130 | -1851 | -235 | -1319 | -1847 | -2175 | 900 | 4212 | 1351 | -1406 | -1024 | -1235 | -2098 | -95 | -3374 | -2430 | -2938 | -850 | 0 | 299 | -498 | -972 | 0 | 0 | -17715

## ES14
Solar installed capacity
| Units for Y Axis = | Installed capacity (GW)
| Year | 2015-01-01 | 2016-01-01 | 2017-01-01 | 2018-01-01 | 2019-01-01 | 2020-01-01 | 2021-01-01 | 2022-01-01 | 2023-01-01 | 2024-01-01 | 2025-01-01 | 2026-01-01 | 2027-01-01 | 2028-01-01 | 2029-01-01 | 2030-01-01 | 2031-01-01 | 2032-01-01 | 2033-01-01 | 2034-01-01 | 2035-01-01 | 2036-01-01 | 2037-01-01 | 2038-01-01 | 2039-01-01 | 2040-01-01 | 2041-01-01 | 2042-01-01 | 2043-01-01 | 2044-01-01 | 2045-01-01 | 2046-01-01 | 2047-01-01 | 2048-01-01 | 2049-01-01 | 2050-01-01
| Two Degrees |  | 11313.875 | 12463.7475 | 13108.3069 | 13701.1935 | 14258.4114 | 14873.4962 | 15740.3172 | 16899.9555 | 18309.6523 | 19887.3426 | 21531.4128 | 23140.5618 | 24662.7141 | 25942.9637 | 27175.535 | 28419.7555 | 29531.0354 | 30562.8526 | 31604.741 | 32427.3243 | 33209.2959 | 33857.2185 | 34366.9439 | 34851.2646 | 35235.5852 | 35519.9059 | 35804.2265 | 36088.5472 | 36372.8678 | 36657.1885 | 36941.5091 | 37225.8298 | 37510.1504 | 37794.4711 | 38078.7917
| Slow Progression |  | 11313.875 | 12263.7475 | 12808.3069 | 13335.1935 | 13842.4114 | 14382.4962 | 15049.3172 | 15763.9555 | 16673.6523 | 17871.3426 | 19115.4128 | 20474.5618 | 21747.7141 | 22733.9637 | 23632.535 | 24442.7555 | 25164.0354 | 25845.8526 | 26637.741 | 27160.3243 | 27642.2959 | 28040.2185 | 28399.9439 | 28709.2646 | 29018.5852 | 29302.9059 | 29587.2265 | 29871.5472 | 30155.8678 | 30440.1885 | 30724.5091 | 31008.8298 | 31293.1504 | 31577.4711 | 31861.7917
| Steady State Progression |  | 11313.875 | 12063.7475 | 12470.8304 | 12763.85 | 12998.1612 | 13222.9705 | 13438.5787 | 13707.2144 | 14015.3245 | 14326.9089 | 14626.9019 | 14889.2938 | 15150.3519 | 15322.9244 | 15417.2944 | 15500.5914 | 15564.7499 | 15608.5502 | 15629.9249 | 15580.1177 | 15472.5226 | 15272.3705 | 14987.3024 | 14627.3538 | 14119.1419 | 13652.7582 | 13372.937 | 13181.7131 | 13069.0456 | 13027.752 | 12989.071 | 12952.9503 | 12919.3387 | 12948.4296 | 12978.1228
| Consumer Power |  | 11313.875 | 12516.6126 | 13366.0766 | 14237.1661 | 15278.3952 | 16453.0515 | 17916.2698 | 19535.5311 | 21512.0631 | 23533.5807 | 25574.9871 | 27532.3254 | 29302.9248 | 30745.274 | 32048.4604 | 33313.8428 | 34487.4188 | 35574.1142 | 36619.6913 | 37532.8164 | 38405.6106 | 39146.9615 | 39750.2918 | 40324.5501 | 40763.2953 | 41102.0404 | 41440.7855 | 41779.5307 | 42118.2758 | 42457.021 | 42795.7661 | 43134.5112 | 43473.2564 | 43812.0015 | 44150.7467

## ES15
Wind installed capacity (GW) | Two Degrees
Two Degrees | Y Axis Units = | Installed capacity (GW)
| Year | 2015 | 2016 | 2017 | 2018 | 2019 | 2020 | 2021 | 2022 | 2023 | 2024 | 2025 | 2026 | 2027 | 2028 | 2029 | 2030 | 2031 | 2032 | 2033 | 2034 | 2035 | 2036 | 2037 | 2038 | 2039 | 2040 | 2041 | 2042 | 2043 | 2044 | 2045 | 2046 | 2047 | 2048 | 2049 | 2050
| Offshore Wind |  | 5077.8 | 5731.8 | 7489.8 | 8262.7 | 9527.7 | 10827.7 | 11831.7 | 13572.7 | 16288.7 | 17038.7 | 18338.7 | 18838.7 | 20338.7 | 21338.7 | 22338.7 | 23338.7 | 23838.7 | 25338.7 | 25838.7 | 26338.7 | 27838.7 | 27838.7 | 27838.7 | 28838.7 | 29338.7 | 29788.7 | 29788.7 | 29788.7 | 29788.7 | 29788.7 | 29788.7 | 29788.7 | 29788.7 | 29788.7 | 29788.7
| Onshore Wind |  | 10379.6549 | 11412.7317 | 12443.7912 | 12691.2317 | 13051.5375 | 13854.8357 | 14932.8999 | 16344.3094 | 17424.3503 | 17709.1919 | 18087.7891 | 18250.2099 | 18414.5204 | 18579.1815 | 18744.2247 | 18909.6792 | 19073.9697 | 19237.1548 | 19399.2911 | 19560.4339 | 19720.6365 | 19879.9508 | 20038.4273 | 20170.1507 | 20301.1451 | 20457.4439 | 20587.0804 | 20716.0872 | 20844.4966 | 20972.3403 | 21099.6497 | 21226.4557 | 21352.7887 | 21478.679 | 21604.1561
Slow Progression
Slow Progression
| Y Axis Units = | Installed capacity (GW) 2015: Installed capacity (GW)
| Year | 2015 | 2016 | 2017 | 2018 | 2019 | 2020 | 2021 | 2022 | 2023 | 2024 | 2025 | 2026 | 2027 | 2028 | 2029 | 2030 | 2031 | 2032 | 2033 | 2034 | 2035 | 2036 | 2037 | 2038 | 2039 | 2040 | 2041 | 2042 | 2043 | 2044 | 2045 | 2046 | 2047 | 2048 | 2049 | 2050
| Offshore Wind |  | 5077.8 | 5077.8 | 6889.8 | 8492.8 | 9427.8 | 9827.8 | 10127.8 | 11931.7 | 13627.7 | 14872.7 | 16588.7 | 17338.7 | 17838.7 | 18338.7 | 19338.7 | 19838.7 | 21338.7 | 21838.7 | 22838.7 | 23338.7 | 23838.7 | 23838.7 | 23838.7 | 23838.7 | 23838.7 | 23838.7 | 23838.7 | 23838.7 | 23838.7 | 23838.7 | 23838.7 | 23838.7 | 23838.7 | 23838.7 | 23838.7
| Onshore Wind |  | 10379.6549 | 11385.7317 | 12258.5499 | 12540.3215 | 12792.5899 | 12971.8162 | 13358.478 | 14206.56 | 15586.8726 | 16458.5807 | 17109.8497 | 17320.8467 | 17605.7408 | 17694.7044 | 17782.99 | 17870.6316 | 17957.6605 | 18044.106 | 18127.0721 | 18206.7303 | 18283.243 | 18356.7644 | 18427.4405 | 18495.4099 | 18560.8038 | 18623.747 | 18684.3576 | 18742.748 | 18799.0245 | 18853.2883 | 18905.6355 | 18956.1571 | 19004.9397 | 19052.0655 | 19097.6127
Steady State
Steady State
| Y Axis Units = | Installed capacity (GW) 2015: Installed capacity (GW)
| Year | 2015 | 2016 | 2017 | 2018 | 2019 | 2020 | 2021 | 2022 | 2023 | 2024 | 2025 | 2026 | 2027 | 2028 | 2029 | 2030 | 2031 | 2032 | 2033 | 2034 | 2035 | 2036 | 2037 | 2038 | 2039 | 2040 | 2041 | 2042 | 2043 | 2044 | 2045 | 2046 | 2047 | 2048 | 2049 | 2050
| Offshore Wind |  | 5077.8 | 5077.8 | 6070.8 | 7469.8 | 7723.8 | 7902.8 | 9497.8 | 9897.8 | 9897.8 | 10701.8 | 12142.8 | 13672.8 | 14872.8 | 15172.8 | 15672.8 | 16172.8 | 16672.8 | 16672.8 | 16672.8 | 16672.8 | 16672.8 | 16672.8 | 16672.8 | 16672.8 | 16672.8 | 16672.8 | 16672.8 | 16672.8 | 16672.8 | 16672.8 | 16672.8 | 16672.8 | 16672.8 | 16672.8 | 16672.8
| Onshore Wind |  | 10379.6549 | 11336.9584 | 12144.4565 | 12343.5298 | 12566.7695 | 12618.0222 | 12743.8322 | 12752.9081 | 12902.7796 | 12983.005 | 13326.4705 | 13580.8089 | 13637.0407 | 13646.1558 | 13619.6907 | 13066.523 | 13023.6154 | 12407.5879 | 12311.41 | 11977.8073 | 11567.2355 | 10347.0153 | 9894.0435 | 9694.4354 | 9397.102 | 9120.5749 | 8679.2626 | 8231.4602 | 8023.503 | 7750.9868 | 7531.6085 | 7326.8128 | 7130.144 | 6925.5686 | 6809.817
Consumer Power
Consumer Power
| Y Axis Units = | Installed capacity (GW) 2015: Installed capacity (GW)
| Year | 2015 | 2016 | 2017 | 2018 | 2019 | 2020 | 2021 | 2022 | 2023 | 2024 | 2025 | 2026 | 2027 | 2028 | 2029 | 2030 | 2031 | 2032 | 2033 | 2034 | 2035 | 2036 | 2037 | 2038 | 2039 | 2040 | 2041 | 2042 | 2043 | 2044 | 2045 | 2046 | 2047 | 2048 | 2049 | 2050
| Offshore Wind |  | 5077.8 | 5077.8 | 7159.8 | 7832.8 | 8767.8 | 9827.8 | 9827.8 | 10831.7 | 11827.7 | 13072.7 | 15388.7 | 15788.7 | 16588.7 | 17338.7 | 17838.7 | 18338.7 | 19338.7 | 19338.7 | 20838.7 | 20838.7 | 21338.7 | 21338.7 | 21338.7 | 21338.7 | 21338.7 | 21338.7 | 21338.7 | 21338.7 | 21338.7 | 21338.7 | 21338.7 | 21338.7 | 21338.7 | 21338.7 | 21338.7
| Onshore Wind |  | 10379.6549 | 11368.7317 | 12242.7912 | 12547.2317 | 12726.2048 | 12871.5966 | 13159.0342 | 13779.2634 | 14768.7238 | 15342.8858 | 15843.7148 | 16008.2878 | 16119.6786 | 16275.3549 | 16385.3531 | 16494.7073 | 16601.8453 | 16706.8285 | 16809.7153 | 16910.5621 | 17009.4227 | 17106.3487 | 17201.39 | 17294.5944 | 17386.008 | 17475.6753 | 17563.6392 | 17649.9411 | 17734.6211 | 17817.7181 | 17899.2694 | 17979.3115 | 18057.8796 | 18135.0078 | 18210.7292

## ES16
Gas installed capacity vs. Generation output |  | Two Degrees
|  | Primary Y Axis units = | Installed capacity (GW)
| Two Degrees | Secondary Y Axis units = | Output (TWh)
|  | Year | 2015 | 2016 | 2017 | 2018 | 2019 | 2020 | 2021 | 2022 | 2023 | 2024 | 2025 | 2026 | 2027 | 2028 | 2029 | 2030 | 2031 | 2032 | 2033 | 2034 | 2035 | 2036 | 2037 | 2038 | 2039 | 2040 | 2041 | 2042 | 2043 | 2044 | 2045 | 2046 | 2047 | 2048 | 2049 | 2050
|  | Gas Installed capacity (GW) |  | 29.122 | 28.992 | 26.505 | 26.505 | 26.476 | 23.927 | 21.832 | 20.282 | 21.481 | 20.987 | 20.069 | 19.645 | 17.97 | 18.77 | 18.77 | 15.984 | 15.984 | 14.232 | 13.312 | 11.557 | 8.804 | 8.365 | 8.365 | 8.365 | 8.365 | 8 | 8 | 7.8 | 7.6 | 7.4 | 6.8 | 5.8 | 4.8 | 4 | 3.2
|  | Output (TWh) |  | 122.1 | 119.1809 | 104.0139 | 94.9379 | 91.6721 | 70.5784 | 52.5929 | 40.7233 | 44.8163 | 47.2063 | 35.2075 | 42.7148 | 35.3078 | 39.1162 | 42.3804 | 24.0647 | 24.155 | 12.2785 | 9.0843 | 3.5518 | 2.2101 | 1.9017 | 2.0975 | 2.512 | 2.4754 | 2.2919 | 2.1573 | 1.2119 | 1.2401 | 1.1062 | 0.816 | 0.69448 | 0.47366 | 0.34021 | 0.25411
Slow Progression
Slow Progression
|  | Primary Y Axis units = | Output (TWh) 2015: Installed capacity (GW)
|  | Secondary Y Axis units = | Output (TWh) 2015: Output (TWh)
|  | Year | 2015 | 2016 | 2017 | 2018 | 2019 | 2020 | 2021 | 2022 | 2023 | 2024 | 2025 | 2026 | 2027 | 2028 | 2029 | 2030 | 2031 | 2032 | 2033 | 2034 | 2035 | 2036 | 2037 | 2038 | 2039 | 2040 | 2041 | 2042 | 2043 | 2044 | 2045 | 2046 | 2047 | 2048 | 2049 | 2050
|  | Gas Installed capacity (GW) |  | 29.122 | 28.992 | 27.506 | 26.505 | 26.068 | 24.731 | 23.181 | 22.849 | 23.034 | 22.853 | 22.287 | 20.441 | 19.701 | 19.487 | 18.501 | 17.581 | 15.826 | 12.973 | 12.973 | 11.515 | 11.515 | 11.515 | 11.488 | 10.193 | 10.193 | 10.323 | 10 | 9.5 | 9 | 8.5 | 8 | 7.5 | 7 | 6.5 | 6
|  | Output (TWh) |  | 122.1 | 123.0184 | 98.0518 | 88.337 | 85.2445 | 84.611 | 73.836 | 65.4964 | 68.018 | 66.1844 | 67.1402 | 58.1591 | 57.4544 | 63.5494 | 61.0977 | 50.4738 | 43.2388 | 30.9025 | 28.7912 | 19.3418 | 17.9916 | 16.5513 | 18.7561 | 17.191 | 16.642 | 16.3339 | 14.5717 | 12.2309 | 10.7475 | 8.8914 | 8.2249 | 6.6452 | 5.4748 | 4.5164 | 3.325
Steady State
Steady State
|  | Primary Y Axis units = | Output (TWh) 2015: Installed capacity (GW)
|  | Secondary Y Axis units = | Output (TWh) 2015: Output (TWh)
|  | Year | 2015 | 2016 | 2017 | 2018 | 2019 | 2020 | 2021 | 2022 | 2023 | 2024 | 2025 | 2026 | 2027 | 2028 | 2029 | 2030 | 2031 | 2032 | 2033 | 2034 | 2035 | 2036 | 2037 | 2038 | 2039 | 2040 | 2041 | 2042 | 2043 | 2044 | 2045 | 2046 | 2047 | 2048 | 2049 | 2050
|  | Gas Installed capacity (GW) |  | 29.122 | 28.992 | 27.206 | 27.206 | 28.169 | 28.796 | 29.453 | 30.341 | 31.453 | 32.935 | 33.686 | 36.047 | 36.327 | 37.332 | 38.231 | 37.823 | 37.119 | 34.189 | 34.17 | 33.121 | 33.121 | 32.986 | 32.106 | 31.686 | 31.686 | 31.8 | 31.8 | 31.8 | 31.8 | 31.8 | 31.8 | 31.8 | 31.8 | 31.8 | 31.8
|  | Output (TWh) |  | 122.1 | 128.506 | 105.5081 | 91.6533 | 85.029 | 102.2076 | 107.0259 | 112.9221 | 118.0958 | 127.264 | 131.5064 | 140.546 | 143.0698 | 144.9806 | 155.3493 | 149.7955 | 144.136 | 131.0442 | 130.6085 | 119.7061 | 117.2644 | 117.7837 | 117.7135 | 116.2808 | 116.8219 | 111.3501 | 113.4483 | 115.4708 | 113.666 | 115.1016 | 116.3787 | 117.5778 | 118.933 | 117.2431 | 118.7872
| Consumer Power | Consumer Power
|  | Primary Y Axis units = | Output (TWh) 2015: Installed capacity (GW)
|  | Secondary Y Axis units = | Output (TWh) 2015: Output (TWh)
|  | Year | 2015 | 2016 | 2017 | 2018 | 2019 | 2020 | 2021 | 2022 | 2023 | 2024 | 2025 | 2026 | 2027 | 2028 | 2029 | 2030 | 2031 | 2032 | 2033 | 2034 | 2035 | 2036 | 2037 | 2038 | 2039 | 2040 | 2041 | 2042 | 2043 | 2044 | 2045 | 2046 | 2047 | 2048 | 2049 | 2050
|  | Gas Installed capacity (GW) |  | 29.122 | 28.992 | 27.141 | 26.906 | 25.587 | 23.74 | 21.565 | 22.465 | 26.677 | 28.028 | 26.622 | 25.598 | 24.388 | 22.29 | 22.195 | 20.384 | 17.924 | 15.127 | 14.277 | 14.277 | 14.576 | 14.09 | 13.118 | 13.118 | 13.118 | 13.118 | 13 | 12.9 | 12.8 | 12.7 | 12.6 | 12.5 | 12.4 | 12.3 | 12.3
|  | Output (TWh) |  | 122.1 | 130.0495 | 117.8337 | 104.5121 | 98.3402 | 88.3866 | 77.4329 | 77.5129 | 97.403 | 114.7498 | 110.018 | 109.5828 | 107.8392 | 102.8195 | 105.3656 | 94.8935 | 76.8112 | 59.8584 | 51.3781 | 51.8192 | 42.0006 | 38.7776 | 31.5163 | 27.7156 | 23.73 | 24.2956 | 24.5099 | 22.5828 | 22.7704 | 23.7279 | 24.4151 | 22.4341 | 20.839 | 19.8684 | 18.0959

## ES17
Net annual interconnector flows
Net annual flows = Total annual imports - Total annual exports
| Units for Y Axis = | Net annual interconnector flows (TWh)
| Year | 2015 | 2016-01-01 | 2017-01-01 | 2018-01-01 | 2019-01-01 | 2020-01-01 | 2021-01-01 | 2022-01-01 | 2023-01-01 | 2024-01-01 | 2025-01-01 | 2026-01-01 | 2027-01-01 | 2028-01-01 | 2029-01-01 | 2030-01-01 | 2031-01-01 | 2032-01-01 | 2033-01-01 | 2034-01-01 | 2035-01-01 | 2036-01-01 | 2037-01-01 | 2038-01-01 | 2039-01-01 | 2040-01-01 | 2041-01-01 | 2042-01-01 | 2043-01-01 | 2044-01-01 | 2045-01-01 | 2046-01-01 | 2047-01-01 | 2048-01-01 | 2049-01-01 | 2050-01-01
| History |  | 2016-01-01: 14.9743
| Two Degrees |  |  | 26.3073 | 27.437 | 36.5318 | 35.0384 | 50.5387 | 62.4073 | 74.5152 | 74.337 | 72.9849 | 65.4515 | 53.1642 | 38.091 | 29.4669 | 19.0851 | 14.803 | -3.3034 | -12.8213 | -25.8194 | -26.8695 | -27.6839 | -26.2154 | -25.9006 | -22.1197 | -21.902 | -21.902 | -21.902 | -21.902 | -21.902 | -21.902 | -21.902 | -21.902 | -21.902 | -21.902 | -21.902
| Slow Progression |  |  | 19.5782 | 17.9132 | 18.3771 | 24.1826 | 30.6654 | 41.8867 | 49.5202 | 55.0524 | 48.5903 | 48.6847 | 51.5168 | 54.4078 | 49.1677 | 43.3258 | 40.9956 | 43.5173 | 41.4003 | 36.8328 | 35.5682 | 31.2943 | 34.0808 | 30.2041 | 33.9262 | 35.3524 | 35.3524 | 35.3524 | 35.3524 | 35.3524 | 35.3524 | 35.3524 | 35.3524 | 35.3524 | 35.3524 | 35.3524
| Steady State |  |  | 26.3031 | 26.9546 | 25.7078 | 21.7635 | 17.4375 | 23.7684 | 20.4159 | 30.7138 | 25.5835 | 14.3198 | 15.1727 | 20.6501 | 17.8023 | 20.1987 | 24.9436 | 29.0476 | 31.8342 | 32.7423 | 31.819 | 35.8595 | 39.4543 | 41.7863 | 45.8606 | 47.2552 | 47.2552 | 47.2552 | 47.2552 | 47.2552 | 47.2552 | 47.2552 | 47.2552 | 47.2552 | 47.2552 | 47.2552
| Consumer Power |  |  | 25.957 | 26.7368 | 35.1831 | 33.9238 | 38.2881 | 49.4584 | 45.4898 | 32.152 | 7.4982 | 2.3537 | -2.4634 | 2.5109 | -1.9422 | -12.2134 | -5.699 | 1.9763 | 10.5782 | 16.603 | 18.9201 | 24.5529 | 31.0695 | 33.4831 | 41.284 | 41.2369 | 41.2369 | 41.2369 | 41.2369 | 41.2369 | 41.2369 | 41.2369 | 41.2369 | 41.2369 | 41.2369 | 41.2369
Total annual imports
| Units for Y Axis = | Total imports (TWh)
| Year | 2015 | 2016-01-01 | 2017-01-01 | 2018-01-01 | 2019-01-01 | 2020-01-01 | 2021-01-01 | 2022-01-01 | 2023-01-01 | 2024-01-01 | 2025-01-01 | 2026-01-01 | 2027-01-01 | 2028-01-01 | 2029-01-01 | 2030-01-01 | 2031-01-01 | 2032-01-01 | 2033-01-01 | 2034-01-01 | 2035-01-01 | 2036-01-01 | 2037-01-01 | 2038-01-01 | 2039-01-01 | 2040-01-01 | 2041-01-01 | 2042-01-01 | 2043-01-01 | 2044-01-01 | 2045-01-01 | 2046-01-01 | 2047-01-01 | 2048-01-01 | 2049-01-01 | 2050-01-01
| History |  | 2016-01-01: 18.0199
| Two Degrees |  |  | 27.7802 | 28.3064 | 37.3146 | 36.1599 | 52.7914 | 66.309 | 80.3252 | 80.9416 | 82.9407 | 82.2219 | 75.103 | 67.2835 | 63.0868 | 57.281 | 55.2339 | 46.1473 | 41.2636 | 35.1623 | 39.1777 | 39.0939 | 39.5745 | 39.924 | 41.2889 | 41.291 | 41.291 | 41.291 | 41.291 | 41.291 | 41.291 | 41.291 | 41.291 | 41.291 | 41.291 | 41.291
| Slow Progression |  |  | 23.7609 | 23.2532 | 23.6533 | 29.9002 | 36.5117 | 47.8422 | 56.721 | 62.6387 | 57.5083 | 62.5825 | 67.18 | 69.684 | 66.4197 | 62.2292 | 61.7634 | 64.4476 | 64.0784 | 61.8102 | 60.9661 | 58.948 | 60.7579 | 58.937 | 61.2778 | 62.1971 | 62.1971 | 62.1971 | 62.1971 | 62.1971 | 62.1971 | 62.1971 | 62.1971 | 62.1971 | 62.1971 | 62.1971
| Steady State |  |  | 27.7883 | 27.9151 | 27.2442 | 24.675 | 22.7096 | 29.6353 | 27.0788 | 38.9387 | 36.0581 | 28.4518 | 29.1896 | 34.7503 | 33.1732 | 34.5316 | 37.6669 | 40.6027 | 42.5487 | 43.3547 | 42.5989 | 45.7268 | 48.425 | 50.2564 | 53.3615 | 54.3571 | 54.3571 | 54.3571 | 54.3571 | 54.3571 | 54.3571 | 54.3571 | 54.3571 | 54.3571 | 54.3571 | 54.3571
| Consumer Power |  |  | 27.4989 | 27.7739 | 36.2497 | 35.3258 | 40.4892 | 54.1103 | 52.9105 | 43.6221 | 28.7698 | 31.2004 | 30.0017 | 32.9366 | 32.2282 | 28.629 | 31.6693 | 35.2809 | 40.1916 | 43.5757 | 44.2926 | 48.2605 | 52.729 | 55.1874 | 61.0547 | 61.6357 | 61.6357 | 61.6357 | 61.6357 | 61.6357 | 61.6357 | 61.6357 | 61.6357 | 61.6357 | 61.6357 | 61.6357
Total annual exports
| Units for Y Axis = | Total exports (TWh)
| Year | 2015 | 2016-01-01 | 2017-01-01 | 2018-01-01 | 2019-01-01 | 2020-01-01 | 2021-01-01 | 2022-01-01 | 2023-01-01 | 2024-01-01 | 2025-01-01 | 2026-01-01 | 2027-01-01 | 2028-01-01 | 2029-01-01 | 2030-01-01 | 2031-01-01 | 2032-01-01 | 2033-01-01 | 2034-01-01 | 2035-01-01 | 2036-01-01 | 2037-01-01 | 2038-01-01 | 2039-01-01 | 2040-01-01 | 2041-01-01 | 2042-01-01 | 2043-01-01 | 2044-01-01 | 2045-01-01 | 2046-01-01 | 2047-01-01 | 2048-01-01 | 2049-01-01 | 2050-01-01
| History |  | 2016-01-01: -3.0456
| Two Degrees |  |  | -1.4729 | -0.86941 | -0.78275 | -1.1215 | -2.2527 | -3.9017 | -5.81 | -6.6046 | -9.9558 | -16.7703 | -21.9388 | -29.1926 | -33.62 | -38.1959 | -40.4308 | -49.4507 | -54.0849 | -60.9817 | -66.0472 | -66.7778 | -65.7899 | -65.8246 | -63.4085 | -63.1929 | -63.1929 | -63.1929 | -63.1929 | -63.1929 | -63.1929 | -63.1929 | -63.1929 | -63.1929 | -63.1929 | -63.1929
| Slow Progression |  |  | -4.1828 | -5.3401 | -5.2762 | -5.7175 | -5.8463 | -5.9554 | -7.2008 | -7.5863 | -8.9179 | -13.8978 | -15.6631 | -15.2762 | -17.252 | -18.9034 | -20.7679 | -20.9303 | -22.6781 | -24.9773 | -25.3979 | -27.6537 | -26.6771 | -28.7329 | -27.3516 | -26.8446 | -26.8446 | -26.8446 | -26.8446 | -26.8446 | -26.8446 | -26.8446 | -26.8446 | -26.8446 | -26.8446 | -26.8446
| Steady State |  |  | -1.4852 | -0.9605 | -1.5364 | -2.9115 | -5.2721 | -5.8669 | -6.6629 | -8.2249 | -10.4746 | -14.132 | -14.0169 | -14.1002 | -15.3709 | -14.3329 | -12.7233 | -11.5551 | -10.7145 | -10.6124 | -10.7799 | -9.8673 | -8.9707 | -8.47 | -7.5009 | -7.1019 | -7.1019 | -7.1019 | -7.1019 | -7.1019 | -7.1019 | -7.1019 | -7.1019 | -7.1019 | -7.1019 | -7.1019
| Consumer Power |  |  | -1.5419 | -1.0371 | -1.0666 | -1.402 | -2.2011 | -4.6518 | -7.4207 | -11.4701 | -21.2716 | -28.8467 | -32.4652 | -30.4256 | -34.1704 | -40.8424 | -37.3683 | -33.3046 | -29.6134 | -26.9727 | -25.3724 | -23.7076 | -21.6596 | -21.7043 | -19.7707 | -20.3988 | -20.3988 | -20.3988 | -20.3988 | -20.3988 | -20.3988 | -20.3988 | -20.3988 | -20.3988 | -20.3988 | -20.3988

## ES18
Storage installed capacity (GW) |  | Two Degrees
|  | Y Axis Units = | Installed capacity (GW)
| Two Degrees | Year | 2015 | 2016 | 2017 | 2018 | 2019 | 2020 | 2021 | 2022 | 2023 | 2024 | 2025 | 2026 | 2027 | 2028 | 2029 | 2030 | 2031 | 2032 | 2033 | 2034 | 2035 | 2036 | 2037 | 2038 | 2039 | 2040 | 2041 | 2042 | 2043 | 2044 | 2045 | 2046 | 2047 | 2048 | 2049 | 2050
|  | Transmission Connected |  | 2744 | 2793 | 2818 | 2818 | 2868 | 2868 | 2919 | 2919 | 2970 | 3077 | 3077 | 3789 | 3789 | 4189 | 4189 | 4189 | 4189 | 4189 | 4238 | 4262 | 4386 | 4459 | 4634 | 4707 | 4775 | 5005 | 5129 | 5253 | 5377 | 5501 | 5625 | 5625 | 5625 | 5625 | 5625
|  | Non Transmission Connected |  | 845 | 919 | 1317 | 2500 | 2940 | 3002 | 3077 | 3204 | 3326 | 3541 | 3752 | 3914 | 4102 | 4254 | 4407 | 4524 | 4613 | 4651 | 4699 | 4675 | 4575 | 4588 | 4627 | 4711 | 4726 | 4629 | 4595 | 4530 | 4485 | 4400 | 4348 | 4276 | 4201 | 4106 | 4045
Slow Progression
Slow Progression
|  | Y Axis Units = | Installed capacity (GW) 2015: Installed capacity (GW)
|  | Year | 2015 | 2016 | 2017 | 2018 | 2019 | 2020 | 2021 | 2022 | 2023 | 2024 | 2025 | 2026 | 2027 | 2028 | 2029 | 2030 | 2031 | 2032 | 2033 | 2034 | 2035 | 2036 | 2037 | 2038 | 2039 | 2040 | 2041 | 2042 | 2043 | 2044 | 2045 | 2046 | 2047 | 2048 | 2049 | 2050
|  | Transmission Connected |  | 2744 | 2793 | 2818 | 2818 | 2868 | 2868 | 2868 | 2868 | 2868 | 2968 | 2968 | 2968 | 2968 | 3580 | 3580 | 3580 | 3980 | 3980 | 3980 | 3980 | 3980 | 3980 | 3980 | 3980 | 3980 | 3980 | 3980 | 3980 | 3980 | 3980 | 3980 | 3980 | 3980 | 3980 | 3980
|  | Non Transmission Connected |  | 845 | 912 | 1288 | 2448 | 2831 | 2831 | 2833 | 2858 | 2870 | 2942 | 2992 | 3012 | 3074 | 3141 | 3236 | 3394 | 3457 | 3475 | 3489 | 3488 | 3267 | 3311 | 3352 | 3437 | 3472 | 3572 | 3702 | 3773 | 3858 | 3926 | 4118 | 4197 | 4270 | 4325 | 4400
Steady State
Steady State
|  | Y Axis Units = | Installed capacity (GW) 2015: Installed capacity (GW)
|  | Year | 2015 | 2016 | 2017 | 2018 | 2019 | 2020 | 2021 | 2022 | 2023 | 2024 | 2025 | 2026 | 2027 | 2028 | 2029 | 2030 | 2031 | 2032 | 2033 | 2034 | 2035 | 2036 | 2037 | 2038 | 2039 | 2040 | 2041 | 2042 | 2043 | 2044 | 2045 | 2046 | 2047 | 2048 | 2049 | 2050
|  | Transmission Connected |  | 2744 | 2793 | 2818 | 2818 | 2868 | 2868 | 2868 | 2868 | 2868 | 2868 | 2868 | 2868 | 2968 | 2968 | 2968 | 2968 | 2968 | 2919 | 2894 | 2844 | 2844 | 2844 | 2844 | 2844 | 2844 | 2844 | 2844 | 2844 | 2844 | 2844 | 2844 | 2844 | 2844 | 2844 | 2844
|  | Non Transmission Connected |  | 845 | 912 | 1288 | 2448 | 2831 | 2830 | 2830 | 2830 | 2830 | 2880 | 2880 | 2855 | 2855 | 2850 | 2850 | 2849 | 2839 | 2788 | 2714 | 2337 | 2336 | 2340 | 2346 | 2353 | 2362 | 2362 | 2361 | 2360 | 2358 | 2355 | 2352 | 2348 | 2342 | 2335 | 2326
Consumer Power
Consumer Power
|  | Y Axis Units = | Installed capacity (GW) 2015: Installed capacity (GW)
|  | Year | 2015 | 2016 | 2017 | 2018 | 2019 | 2020 | 2021 | 2022 | 2023 | 2024 | 2025 | 2026 | 2027 | 2028 | 2029 | 2030 | 2031 | 2032 | 2033 | 2034 | 2035 | 2036 | 2037 | 2038 | 2039 | 2040 | 2041 | 2042 | 2043 | 2044 | 2045 | 2046 | 2047 | 2048 | 2049 | 2050
|  | Transmission Connected |  | 2744 | 2793 | 2818 | 2818 | 2868 | 2868 | 2868 | 2919 | 2979 | 3079 | 3179 | 3179 | 3791 | 4191 | 4191 | 4191 | 4191 | 4142 | 4117 | 4067 | 4067 | 4067 | 4067 | 4067 | 4067 | 4067 | 4167 | 4177 | 4187 | 4197 | 4217 | 4237 | 4257 | 4277 | 4307
|  | Non Transmission Connected |  | 845 | 917 | 1306 | 2491 | 2934 | 2999 | 3085 | 3200 | 3362 | 3652 | 3867 | 4057 | 4274 | 4464 | 4695 | 4871 | 5033 | 5195 | 5311 | 5361 | 5429 | 5534 | 5654 | 5744 | 5899 | 5920 | 5933 | 6002 | 6043 | 6091 | 6200 | 6197 | 6296 | 6385 | 6392

## ES19
New installed storage capacities (excluding pumped storage)
| Y Axis Units = | Installed capacity (GW)
| Year | 2015 | 2016 | 2017 | 2018 | 2019 | 2020 | 2021 | 2022 | 2023 | 2024 | 2025 | 2026 | 2027 | 2028 | 2029 | 2030 | 2031 | 2032 | 2033 | 2034 | 2035 | 2036 | 2037 | 2038 | 2039 | 2040 | 2041 | 2042 | 2043 | 2044 | 2045 | 2046 | 2047 | 2048 | 2049 | 2050
| Two Degrees |  | 0 | 123.1461 | 545.6183 | 1729.3555 | 2218.3561 | 2281.1977 | 2407.261 | 2533.9722 | 2706.6871 | 2978.6375 | 3189.8451 | 3351.7997 | 3539.3919 | 3691.6285 | 3844.5223 | 3962.1377 | 4050.8678 | 4088.5404 | 4185.8055 | 4185.8041 | 4210.2097 | 4295.817 | 4509.6934 | 4666.7899 | 4749.4949 | 4883.4136 | 4973.3563 | 5031.9052 | 5111.4218 | 5150.3827 | 5221.4783 | 5150.3054 | 5074.3953 | 4979.4212 | 4918.9104
| Slow Progression |  | 0 | 115.955 | 516.895 | 1677.015 | 2109.394 | 2109.617 | 2111.6646 | 2136.6902 | 2148.4662 | 2171.2662 | 2220.4518 | 2240.5554 | 2303.286 | 2369.7072 | 2464.6092 | 2572.9562 | 2636.1072 | 2653.9072 | 2667.7672 | 2666.8682 | 2445.3938 | 2490.0186 | 2530.785 | 2616.2698 | 2650.5858 | 2750.4978 | 2880.4848 | 2951.7066 | 3036.6664 | 3104.7562 | 3297.1992 | 3375.8514 | 3449.1752 | 3503.933 | 3579.1872
| Steady State |  | 0 | 115.955 | 516.895 | 1677.015 | 2109.394 | 2109.197 | 2109.107 | 2109.107 | 2109.107 | 2109.107 | 2109.107 | 2084.209 | 2084.134 | 2079.284 | 2078.686 | 2077.9634 | 2068.1296 | 1968.2456 | 1868.4744 | 1441.9754 | 1441.1306 | 1445.2306 | 1450.745 | 1457.865 | 1466.765 | 1466.6296 | 1466.0144 | 1464.8984 | 1463.0296 | 1460.1296 | 1456.9744 | 1452.8744 | 1447.36 | 1440.24 | 1431.34
| Consumer Power |  | 0 | 120.7612 | 534.4137 | 1719.6494 | 2212.3784 | 2277.2854 | 2363.9054 | 2529.4854 | 2752.2554 | 2992.1554 | 3306.8807 | 3496.5467 | 3713.5597 | 3903.379 | 4135.1644 | 4311.3127 | 4472.4617 | 4586.0705 | 4677.0934 | 4676.6194 | 4745.1914 | 4849.6294 | 4969.6287 | 5060.4327 | 5215.1287 | 5236.2797 | 5349.269 | 5427.8757 | 5479.205 | 5536.7904 | 5666.2757 | 5683.0037 | 5802.313 | 5911.2917 | 5947.5237

## ES20
Lithium-ion battery prices
US$/kWh
| Year | 2010 | 2011 | 2012 | 2013 | 2014 | 2015 | 2016 | 2017 | 2018 | 2019 | 2020 | 2021 | 2022 | 2023 | 2024 | 2025 | 2026 | 2027 | 2028 | 2029 | 2030 | 2031 | 2032 | 2033 | 2034 | 2035 | 2036 | 2037 | 2038 | 2039 | 2040
| Historic Average | US$/kWh 2010: 1000; US$/kWh 2011: 800; US$/kWh 2012: 642; US$/kWh 2013: 599; US$/kWh 2014: 540; US$/kWh 2015: 350
| Low Price | [5 empty] | 350 | 210.12 | 188 | 167 | 145 | 138 | 132 | 125 | 125 | 124 | 123 | 121 | 119 | 116 | 113 | 109 | 107 | 105 | 104 | 102 | 101 | 99 | 97 | 96 | 94 | 92
| High Price | [5 empty] | 350 | 350 | 297 | 295 | 292 | 289 | 287 | 284 | 281 | 278 | 276 | 273 | 262 | 251 | 240 | 229 | 218 | 207 | 197 | 186 | 175 | 164 | 153 | 142 | 131 | 120

## Gas Supply
4.4 Gas Supply

## Figure 4.15
Annual supply pattern in Two Degrees
| Year | 2000 | 2001 | 2002 | 2003 | 2004 | 2005 | 2006 | 2007 | 2008 | 2009 | 2010 | 2011 | 2012 | 2013 | 2014 | 2015 | 2016 | 2017 | 2018 | 2019 | 2020 | 2021 | 2022 | 2023 | 2024 | 2025 | 2026 | 2027 | 2028 | 2029 | 2030 | 2031 | 2032 | 2033 | 2034 | 2035 | 2036 | 2037 | 2038 | 2039 | 2040 | 2041 | 2042 | 2043 | 2044 | 2045 | 2046 | 2047 | 2048 | 2049 | 2050
| UKCS | 94.816 | 95.235 | 92.442 | 93.799 | 90.502 | 82.179 | 74.907 | 66.839 | 63.444 | 54.758 | 52.107 | 40.013 | 33.228 | 32 | 31 | 33 | 34.7545 | 36.8143 | 36.345 | 32.761 | 31.8247 | 27.6682 | 25.0015 | 22.2864 | 20.986 | 20.6541 | 19.5505 | 19.8555 | 20.0642 | 19.3478 | 17.614 | 15.0166 | 13.3778 | 11.9747 | 10.6262 | 9.2127 | 7.5436 | 6.2479 | 5.1179 | 4.2149 | 3.4255 | 1.7216 | 1.3234 | 1 | 0.75663 | 0.60837 | 0.46529 | 0.36566 | 0 | 0 | 0
| Shale | 0 | 0 | 0 | 0 | 0 | 0 | 0 | 0 | 0 | 0 | 0 | 0 | 0 | 0 | 0 | 0 | 0 | 0 | 0 | 0 | 0 | 0 | 0 | 0 | 0 | 0 | 0 | 0 | 0 | 0 | 0 | 0 | 0 | 0 | 0 | 0 | 0 | 0 | 0 | 0 | 0 | 0 | 0 | 0 | 0 | 0 | 0 | 0 | 0 | 0 | 0
| Green gas | 0 | 0 | 0 | 0 | 0 | 0 | 0 | 0 | 0 | 0 | 0 | 0 | 0 | 0 | 0 | 0 | 0.2 | 0.24669 | 0.33163 | 0.42582 | 0.53627 | 0.6652 | 0.79154 | 0.92641 | 1.0678 | 1.2427 | 1.4203 | 1.5635 | 1.6847 | 1.8445 | 1.9912 | 2.3232 | 2.6394 | 2.9558 | 3.2724 | 3.5891 | 3.806 | 4.006 | 4.206 | 4.406 | 4.606 | 4.806 | 4.946 | 5.086 | 5.226 | 5.366 | 5.506 | 5.606 | 5.706 | 5.806 | 5.906
| Norway | 1.2 | 1.375 | 3.429 | 5.161 | 7.069 | 9.288 | 13.113 | 20.085 | 26.189 | 23.727 | 25.357 | 21.865 | 27.858 | 29 | 25 | 29 | 32.273 | 32.595 | 30.5709 | 29.9585 | 29.3361 | 30.7982 | 30.1002 | 29.7742 | 29.4076 | 28.8334 | 27.5175 | 26.2417 | 23.1798 | 24.2853 | 25.4025 | 25.5067 | 24.6318 | 23.7441 | 23.0078 | 22.288 | 21.9972 | 20.5687 | 20.0553 | 19.6058 | 18.8587 | 18.3031 | 17.2949 | 16.6776 | 15.9719 | 15.216 | 14.4521 | 13.6174 | 13.0135 | 12.2641 | 11.5422
| Continent | 0.261 | 0.366 | 0.61 | 0.592 | 2.357 | 2.227 | 3.668 | 7.7 | 9.557 | 7.233 | 9.545 | 6.264 | 8.092 | 11 | 7 | 3.5 | 6 | 5.1147 | 3.5 | 3.5 | 3.5 | 3.5 | 3.5 | 3.5 | 3.5 | 3.5 | 3.5 | 3.5 | 3.5 | 3.5 | 3.5 | 3.5 | 3.5 | 3.5 | 3.5 | 3.5 | 3.5 | 3.5 | 3.5 | 3.5 | 3.5 | 3.5 | 3.5 | 3.5 | 3.5 | 3.5 | 3.5 | 3.5 | 3.5 | 3.5 | 3.5
| LNG | 0 | 0 | 0 | 0 | 0 | 0 | 0 | 0 | 0 | 6.405 | 18.688 | 24.779 | 13.573 | 9 | 11 | 12.5 | 9.0489 | 8.0523 | 7.105 | 7.105 | 7.105 | 7.105 | 7.9878 | 7.9878 | 7.9878 | 7.9878 | 7.9878 | 7.8931 | 7.8931 | 7.8931 | 7.8931 | 7.8931 | 7.8931 | 7.8931 | 7.8931 | 7.8931 | 7.8931 | 7.8931 | 7.8931 | 7.8931 | 7.8931 | 7.8931 | 7.8931 | 7.8931 | 7.8931 | 7.8931 | 7.8931 | 7.8931 | 7.8931 | 7.8931 | 7.8931
| Generic imports | 0 | 0 | 0 | 0 | 0 | 0 | 0 | 0 | 0 | 0 | 0 | 0 | 0 | 0 | 0 | 0 | 0 | 0.0043562 | 2.9228 | 5.2072 | 5.1055 | 3.4858 | 2.154 | 2.6735 | 3.8683 | 4.1673 | 3.7256 | 5.3231 | 5.9121 | 5.0608 | 5.0271 | 4.468 | 7.0757 | 6.7638 | 7.8563 | 7.0544 | 7.7216 | 9.8 | 9.9752 | 9.5662 | 9.7082 | 10.5719 | 11.6744 | 12.7031 | 15.2758 | 16.2761 | 15.4227 | 15.7088 | 15.3217 | 15.6447 | 16.2706
| Demand | 103.018 | 105.022 | 103.727 | 107.878 | 103.915 | 99.929 | 97.687 | 99.814 | 104.295 | 100.212 | 112.572 | 96.215 | 87.846 | 81 | 74 | 78 | 87 | 82.8274 | 80.7753 | 78.9575 | 77.4076 | 73.2224 | 69.5351 | 67.1483 | 66.8175 | 66.3852 | 63.7017 | 64.3768 | 62.2339 | 61.9316 | 61.4279 | 58.7076 | 59.1177 | 56.8315 | 56.1558 | 53.5373 | 52.4614 | 52.0157 | 50.7475 | 49.186 | 47.9914 | 46.7956 | 46.6318 | 46.8597 | 48.6234 | 48.8595 | 47.2391 | 46.6909 | 45.4342 | 45.1078 | 45.1119
| Import dependency | 1.418% | 1.658% | 3.894% | 5.333% | 9.071% | 11.52% | 17.18% | 27.84% | 34.27% | 37.29% | 47.61% | 54.99% | 56.37% | 60.49% | 58.11% | 57.69% | 54.62% | 55.26% | 54.59% | 57.97% | 58.19% | 61.31% | 62.91% | 65.43% | 66.99% | 67.02% | 67.08% | 66.73% | 65.05% | 65.78% | 68.08% | 70.46% | 72.91% | 73.73% | 75.25% | 76.09% | 78.37% | 80.29% | 81.63% | 82.47% | 83.26% | 86.05% | 86.56% | 87.01% | 87.7% | 87.77% | 87.36% | 87.21% | 87.44% | 87.13% | 86.91%
Lowest gas demand
6 bcm/year green gas by 2050
UKCS exhausted by 2048
12 bcm/year Norwegian gas in 2050

## Figure 4.16
Annual supply pattern in Consumer Power
| Year | 2000 | 2001 | 2002 | 2003 | 2004 | 2005 | 2006 | 2007 | 2008 | 2009 | 2010 | 2011 | 2012 | 2013 | 2014 | 2015 | 2016 | 2017 | 2018 | 2019 | 2020 | 2021 | 2022 | 2023 | 2024 | 2025 | 2026 | 2027 | 2028 | 2029 | 2030 | 2031 | 2032 | 2033 | 2034 | 2035 | 2036 | 2037 | 2038 | 2039 | 2040 | 2041 | 2042 | 2043 | 2044 | 2045 | 2046 | 2047 | 2048 | 2049 | 2050
| UKCS | 94.816 | 95.235 | 92.442 | 93.799 | 90.502 | 82.179 | 74.907 | 66.839 | 63.444 | 54.758 | 52.107 | 40.013 | 33.228 | 32 | 31 | 33 | 34.7545 | 36.8143 | 36.4546 | 33.1142 | 36.2224 | 36.2867 | 34.5216 | 31.235 | 28.4156 | 27.9323 | 27.0288 | 26.7476 | 25.0448 | 22.4151 | 21.1992 | 19.153 | 17.9912 | 16.4471 | 15.575 | 13.9858 | 13.2325 | 11.7478 | 11.143 | 9.6675 | 9.469 | 8.2711 | 6.6456 | 5.2601 | 4.1919 | 3.4805 | 3.0438 | 2.6526 | 2.3563 | 2.0669 | 1.825
| Shale | 0 | 0 | 0 | 0 | 0 | 0 | 0 | 0 | 0 | 0 | 0 | 0 | 0 | 0 | 0 | 0 | 0 | 0 | 0 | 0 | 0 | 1.1356 | 2.2713 | 4.2544 | 8.5184 | 12.7896 | 17.051 | 22.7368 | 25.5525 | 28.4275 | 29.8285 | 31.874 | 31.855 | 31.8888 | 31.8911 | 31.9022 | 31.9015 | 31.9015 | 31.9015 | 31.9015 | 31.9015 | 31.9015 | 31.9015 | 31.9015 | 31.9015 | 31.9015 | 31.9015 | 31.9015 | 31.9015 | 31.9015 | 31.9015
| Green gas | 0 | 0 | 0 | 0 | 0 | 0 | 0 | 0 | 0 | 0 | 0 | 0 | 0 | 0 | 0 | 0 | 0.2 | 0.16803 | 0.22788 | 0.2321 | 0.23421 | 0.23632 | 0.23632 | 0.23632 | 0.23632 | 0.23632 | 0.23632 | 0.23632 | 0.23632 | 0.23632 | 0.23632 | 0.23632 | 0.23632 | 0.23632 | 0.23632 | 0.23632 | 0.23632 | 0.23632 | 0.23632 | 0.23632 | 0.23632 | 0.23632 | 0.23632 | 0.23632 | 0.23632 | 0.23632 | 0.23632 | 0.23632 | 0.23632 | 0.23632 | 0.23632
| Norway | 1.2 | 1.375 | 3.429 | 5.161 | 7.069 | 9.288 | 13.113 | 20.085 | 26.189 | 23.727 | 25.357 | 21.865 | 27.858 | 29 | 25 | 29 | 32.273 | 33.3944 | 27.7917 | 25.41 | 24.8442 | 25.9279 | 25.1298 | 24.3643 | 23.6992 | 23.6992 | 23.6992 | 21.2786 | 19.6746 | 18.3077 | 16.5913 | 15.603 | 16.914 | 15.0055 | 13.3453 | 11.7827 | 11.057 | 9.36 | 8.5459 | 8.0406 | 7.1935 | 6.6428 | 5.2354 | 4.9678 | 4.7142 | 4.4738 | 4.2459 | 4.0298 | 3.8249 | 3.6305 | 3.4462
| Continent | 0.261 | 0.366 | 0.61 | 0.592 | 2.357 | 2.227 | 3.668 | 7.7 | 9.557 | 7.233 | 9.545 | 6.264 | 8.092 | 11 | 7 | 3.5 | 6 | 5.8447 | 3.5 | 3.5 | 3.5 | 3.5 | 3.5 | 3.5 | 3.5 | 3.5 | 3.5 | 3.5 | 3.5 | 3.5 | 3.5 | 3.5 | 3.5 | 3.5 | 3.5 | 3.5 | 3.5 | 3.5 | 3.5 | 3.5 | 3.5 | 3.5 | 3.5 | 3.5 | 3.5 | 3.5 | 3.5 | 3.5 | 3.5 | 3.5 | 3.5
| LNG | 0 | 0 | 0 | 0 | 0 | 0 | 0 | 0 | 0 | 6.405 | 18.688 | 24.779 | 13.573 | 9 | 11 | 12.5 | 9.0489 | 8.0523 | 8.2 | 8.2 | 8.2 | 8.2 | 7.9878 | 7.9878 | 7.9878 | 7.9878 | 8.3528 | 8.2581 | 8.2581 | 8.2581 | 8.2581 | 8.2581 | 8.2581 | 8.2581 | 8.2581 | 8.2581 | 8.2581 | 10.4481 | 10.4481 | 12.6381 | 12.6381 | 12.6381 | 12.6381 | 12.6381 | 12.6381 | 12.6381 | 12.6381 | 12.6381 | 12.6381 | 12.6381 | 12.6381
| Generic imports | 0 | 0 | 0 | 0 | 0 | 0 | 0 | 0 | 0 | 0 | 0 | 0 | 0 | 0 | 0 | 0 | 0 | 0 | 5.9101 | 10.5527 | 7.4769 | 4.277 | 4.2646 | 7.117 | 10.4933 | 10.2276 | 6.5681 | 4.1645 | 4.8515 | 5.7743 | 8.4693 | 6.4681 | 3.5622 | 4.508 | 6.4607 | 10.0525 | 9.3193 | 9.4697 | 9.4615 | 8.4191 | 8.5766 | 9.8956 | 12.7404 | 13.8484 | 14.9798 | 15.8743 | 16.4284 | 16.4734 | 16.4596 | 16.5668 | 16.4119
| Demand | 103.018 | 105.022 | 103.727 | 107.878 | 103.915 | 99.929 | 97.687 | 99.814 | 104.295 | 100.212 | 112.572 | 96.215 | 87.846 | 81 | 74 | 78 | 87 | 84.2738 | 82.0843 | 81.009 | 80.4777 | 79.5636 | 77.9113 | 78.6947 | 82.8506 | 86.3727 | 86.4361 | 86.922 | 87.1177 | 86.9189 | 88.0826 | 85.0925 | 82.3169 | 79.8438 | 79.2664 | 79.7177 | 77.5047 | 76.6634 | 75.2362 | 74.4031 | 73.5151 | 73.0855 | 72.8972 | 72.3522 | 72.1618 | 72.1045 | 71.9939 | 71.4316 | 70.9166 | 70.5401 | 69.9589
| Import dependency | 1.418% | 1.658% | 3.894% | 5.333% | 9.071% | 11.52% | 17.18% | 27.84% | 34.27% | 37.29% | 47.61% | 54.99% | 56.37% | 60.49% | 58.11% | 57.69% | 54.62% | 56.12% | 55.31% | 58.84% | 54.7% | 52.67% | 52.47% | 54.6% | 55.14% | 52.58% | 48.73% | 42.8% | 41.65% | 41.23% | 41.8% | 39.76% | 39.16% | 39.17% | 39.82% | 42.14% | 41.46% | 42.76% | 42.47% | 43.81% | 43.4% | 44.71% | 46.8% | 48.31% | 49.66% | 50.6% | 51.13% | 51.3% | 51.36% | 51.51% | 51.45%
UKCS still producing in 2050
32 bcm/year shale from 2031
Lowest import dependency
Demand in 2050 only 20% lower than 2016
Green gas <0.5 bcm/year

## Figure 4.18
Peak supply margin under N-1 conditions
Mcm/day
| Year | 2015 | 2016 | 2017 | 2018 | 2019 | 2020 | 2021 | 2022 | 2023 | 2024 | 2025 | 2026 | 2027 | 2028 | 2029 | 2030 | 2031 | 2032 | 2033 | 2034 | 2035 | 2036 | 2037 | 2038 | 2039 | 2040
| Two Degrees |  |  | 72.0524 | 74 | 60.8323 | 63.8633 | 72.6424 | 78.9527 | 80.7754 | 76.8463 | 80.2003 | 88.8383 | 95.1702 | 109.1664 | 109.9664 | 110.7233 | 106.9657 | 105.8278 | 109.7185 | 120.918 | 122.3834 | 119.1734 | 115.9287 | 118.6889 | 121.0397 | 135.3053
| Slow Progression |  |  | 68.8792 | 71.4611 | 55.8272 | 60.9956 | 51.6062 | 45.8411 | 31.9109 | 30.4106 | 29.0255 | 31.4193 | 29.8851 | 39.1579 | 36.0387 | 42.3602 | 41.4739 | 43.3021 | 52.6183 | 56.1269 | 55.1326 | 59.9542 | 61.4505 | 62.974 | 70.2288 | 76.0444
| Steady State |  |  | 65.4277 | 67.8775 | 61.1116 | 56.9605 | 33.9589 | 12.1342 | 8.4439 | 6.9057 | 8.2415 | 2.8591 | 1.9841 | 8.6875 | 15.0279 | 14.9538 | 9.0647 | 9.6735 | 15.8979 | 16.5688 | 20.161 | 16.9729 | 12.354 | 8.1845 | 4.7827 | 0.45593
| Consumer Power |  |  | 62.6581 | 51.1319 | 40.3381 | 55.2667 | 65.2684 | 75.961 | 74.5025 | 64.5701 | 66.5989 | 80.5584 | 102.0901 | 108.534 | 112.4541 | 111.5723 | 117.0436 | 125.8205 | 129.6856 | 118.9845 | 111.6591 | 115.4968 | 114.3016 | 111.1881 | 113.2372 | 113.2112

## Figure 4.19
Peak supply margin under N-1 conditions with storage closures
Mcm./day
| Year | 2015-01-01 | 2016-01-01 | 2017-01-01 | 2018-01-01 | 2019-01-01 | 2020-01-01 | 2021-01-01 | 2022-01-01 | 2023-01-01 | 2024-01-01 | 2025-01-01 | 2026-01-01 | 2027-01-01 | 2028-01-01 | 2029-01-01 | 2030-01-01
| Two Degrees |  |  | 67.1233 | 61.9891 | 41.7305 | 37.6615 | 39.3406 | 38.5509 | 37.6561 | 31.1095 | 31.846 | 38.2756 | 42.7673 | 54.9232 | 53.883 | 52.7996
| Slow Progression |  |  | 63.9502 | 59.4502 | 36.7254 | 34.7938 | 18.3044 | 5.4393 | -11.2084 | -15.3263 | -19.3288 | -19.1435 | -22.5179 | -15.0853 | -20.0448 | -15.5635
| Steady State |  |  | 60.4986 | 55.8666 | 42.0098 | 30.7587 | 0.65711 | -28.2676 | -34.6754 | -38.8311 | -40.1128 | -47.7036 | -50.4189 | -45.5557 | -41.0555 | -42.9698
| Consumer Power |  |  | 57.729 | 39.121 | 21.2363 | 29.0649 | 31.9666 | 35.5592 | 31.3832 | 18.8332 | 18.2446 | 29.9957 | 49.6871 | 54.2908 | 56.3707 | 53.6487
Margin declines to the point where the N-1 test is failed

## GS1
Annual supply pattern in Slow Progression
| Year | 2000 | 2001 | 2002 | 2003 | 2004 | 2005 | 2006 | 2007 | 2008 | 2009 | 2010 | 2011 | 2012 | 2013 | 2014 | 2015 | 2016 | 2017 | 2018 | 2019 | 2020 | 2021 | 2022 | 2023 | 2024 | 2025 | 2026 | 2027 | 2028 | 2029 | 2030 | 2031 | 2032 | 2033 | 2034 | 2035 | 2036 | 2037 | 2038 | 2039 | 2040 | 2041 | 2042 | 2043 | 2044 | 2045 | 2046 | 2047 | 2048 | 2049 | 2050
| UKCS | 94.816 | 95.235 | 92.442 | 93.799 | 90.502 | 82.179 | 74.907 | 66.839 | 63.444 | 54.758 | 52.107 | 40.013 | 33.228 | 32 | 31 | 33 | 34.7545 | 36.8143 | 35.9066 | 31.9498 | 30.5067 | 26.2215 | 22.0256 | 17.1567 | 15.7048 | 15.5191 | 14.9186 | 13.8045 | 13.6621 | 11.9911 | 10.8644 | 8.8353 | 7.2267 | 5.8806 | 5.398 | 4.3412 | 3.4511 | 2.8175 | 2.3469 | 1.9831 | 1.6168 | 1.2512 | 0.90928 | 0 | 0 | 0 | 0 | 0 | 0 | 0 | 0
| Shale | 0 | 0 | 0 | 0 | 0 | 0 | 0 | 0 | 0 | 0 | 0 | 0 | 0 | 0 | 0 | 0 | 0 | 0 | 0 | 0 | 0 | 0 | 0 | 0 | 0 | 0 | 0 | 0 | 0 | 0 | 0 | 0 | 0 | 0 | 0 | 0 | 0 | 0 | 0 | 0 | 0 | 0 | 0 | 0 | 0 | 0 | 0 | 0 | 0 | 0 | 0
| Green gas | 0 | 0 | 0 | 0 | 0 | 0 | 0 | 0 | 0 | 0 | 0 | 0 | 0 | 0 | 0 | 0 | 0.2 | 0.20736 | 0.27975 | 0.32896 | 0.38524 | 0.45076 | 0.51393 | 0.58137 | 0.65205 | 0.73949 | 0.82829 | 0.8999 | 0.96052 | 1.0404 | 1.1138 | 1.2797 | 1.4379 | 1.5961 | 1.7543 | 1.9127 | 2.0211 | 2.1211 | 2.2211 | 2.3211 | 2.4211 | 2.5211 | 2.5911 | 2.6611 | 2.7311 | 2.8011 | 2.8711 | 2.9211 | 2.9711 | 3.0211 | 3.0711
| Norway | 1.2 | 1.375 | 3.429 | 5.161 | 7.069 | 9.288 | 13.113 | 20.085 | 26.189 | 23.727 | 25.357 | 21.865 | 27.858 | 29 | 25 | 29 | 32.273 | 33.69 | 30.8797 | 30.2611 | 29.6324 | 31.1365 | 30.4497 | 30.1725 | 29.8391 | 29.2011 | 28.9557 | 28.4153 | 27.6248 | 27.3828 | 26.7871 | 26.2827 | 25.4893 | 24.7151 | 24.0815 | 23.4553 | 23.2127 | 21.8141 | 21.3341 | 20.8909 | 20.1548 | 19.5986 | 18.6349 | 17.9787 | 17.2228 | 16.4096 | 15.5861 | 14.6827 | 14.0345 | 13.2234 | 12.4418
| Continent | 0.261 | 0.366 | 0.61 | 0.592 | 2.357 | 2.227 | 3.668 | 7.7 | 9.557 | 7.233 | 9.545 | 6.264 | 8.092 | 11 | 7 | 3.5 | 6 | 2.9247 | 3.135 | 3.5 | 3.5 | 3.5 | 3.5 | 3.5 | 3.5 | 3.5 | 3.5 | 3.5 | 3.5 | 3.5 | 3.5 | 3.5 | 3.5 | 3.5 | 3.5 | 3.5 | 3.5 | 3.5 | 3.5 | 3.5 | 3.5 | 3.5 | 3.5 | 3.5 | 3.5 | 3.5 | 3.5 | 3.5 | 3.5 | 3.5 | 3.5
| LNG | 0 | 0 | 0 | 0 | 0 | 0 | 0 | 0 | 0 | 6.405 | 18.688 | 24.779 | 13.573 | 9 | 11 | 12.5 | 9.0489 | 6.2273 | 6.01 | 7.105 | 6.375 | 7.105 | 10.5428 | 10.5428 | 10.5428 | 10.5428 | 10.5428 | 12.6381 | 12.6381 | 12.6381 | 12.6381 | 12.6381 | 12.6381 | 12.6381 | 12.6381 | 12.6381 | 12.6381 | 12.6381 | 12.6381 | 12.6381 | 12.6381 | 12.6381 | 12.6381 | 12.6381 | 12.6381 | 12.6381 | 12.6381 | 12.6381 | 12.6381 | 12.6381 | 12.6381
| Generic imports | 0 | 0 | 0 | 0 | 0 | 0 | 0 | 0 | 0 | 0 | 0 | 0 | 0 | 0 | 0 | 0 | 0 | 0 | 0.73 | 2.2 | 4.4419 | 5.3024 | 4.4507 | 8.1096 | 10.2122 | 10.5652 | 11.3114 | 9.0978 | 9.5989 | 12.1917 | 11.7385 | 12.1816 | 13.3437 | 12.816 | 13.1718 | 12.3999 | 12.4783 | 13.355 | 13.7301 | 13.3218 | 13.3331 | 13.5731 | 13.9638 | 14.5288 | 14.3686 | 14.1777 | 14.2272 | 14.2118 | 13.9987 | 13.9512 | 13.8183
| Demand | 103.018 | 105.022 | 103.727 | 107.878 | 103.915 | 99.929 | 97.687 | 99.814 | 104.295 | 100.212 | 112.572 | 96.215 | 87.846 | 81 | 74 | 78 | 87 | 79.8637 | 76.941 | 75.3448 | 74.8413 | 73.7163 | 71.4828 | 70.063 | 70.4509 | 70.0677 | 70.0568 | 68.3557 | 67.9843 | 68.7441 | 66.6419 | 64.7174 | 63.6357 | 61.1458 | 60.5437 | 58.2472 | 57.3014 | 56.2458 | 55.7704 | 54.655 | 53.6639 | 53.0822 | 52.2372 | 51.3067 | 50.4606 | 49.5265 | 48.8225 | 47.9537 | 47.1424 | 46.3337 | 45.4693
| Import dependency | 1.418% | 1.658% | 3.894% | 5.333% | 9.071% | 11.52% | 17.18% | 27.84% | 34.27% | 37.29% | 47.61% | 54.99% | 56.37% | 60.49% | 58.11% | 57.69% | 54.62% | 53.64% | 52.97% | 57.16% | 58.72% | 63.82% | 68.47% | 74.68% | 76.78% | 76.8% | 77.52% | 78.49% | 78.49% | 81.04% | 82.03% | 84.37% | 86.38% | 87.77% | 88.19% | 89.26% | 90.45% | 91.22% | 91.81% | 92.12% | 92.48% | 92.89% | 93.3% | 94.81% | 94.59% | 94.34% | 94.12% | 93.91% | 93.7% | 93.48% | 93.25%

## GS2
Annual supply pattern in Steady State
| Year | 2000 | 2001 | 2002 | 2003 | 2004 | 2005 | 2006 | 2007 | 2008 | 2009 | 2010 | 2011 | 2012 | 2013 | 2014 | 2015 | 2016 | 2017 | 2018 | 2019 | 2020 | 2021 | 2022 | 2023 | 2024 | 2025 | 2026 | 2027 | 2028 | 2029 | 2030 | 2031 | 2032 | 2033 | 2034 | 2035 | 2036 | 2037 | 2038 | 2039 | 2040 | 2041 | 2042 | 2043 | 2044 | 2045 | 2046 | 2047 | 2048 | 2049 | 2050
| UKCS | 94.816 | 95.235 | 92.442 | 93.799 | 90.502 | 82.179 | 74.907 | 66.839 | 63.444 | 54.758 | 52.107 | 40.013 | 33.228 | 32 | 31 | 33 | 34.7545 | 36.8143 | 36.4546 | 32.9638 | 32.1543 | 28.0299 | 25.7455 | 23.5688 | 22.3063 | 21.9378 | 20.7085 | 21.3683 | 21.6648 | 21.187 | 19.3014 | 16.5619 | 14.9155 | 13.4982 | 11.9332 | 10.4306 | 8.5667 | 7.1055 | 5.8107 | 4.7729 | 3.8777 | 1.8392 | 1.427 | 1.1032 | 0.87555 | 0.71675 | 0.55622 | 0.43748 | 0 | 0 | 0
| Shale | 0 | 0 | 0 | 0 | 0 | 0 | 0 | 0 | 0 | 0 | 0 | 0 | 0 | 0 | 0 | 0 | 0 | 0 | 0 | 0 | 0 | 0 | 0 | 0.5678 | 1.1356 | 2.1272 | 4.2592 | 6.3948 | 8.5255 | 11.3684 | 12.7762 | 14.2137 | 14.9142 | 15.937 | 15.9275 | 15.9444 | 15.9455 | 15.9511 | 15.9507 | 15.9507 | 15.9507 | 15.9507 | 15.9507 | 15.9507 | 15.9507 | 15.9507 | 15.9507 | 15.9507 | 15.9507 | 15.9507 | 15.9507
| Green gas | 0 | 0 | 0 | 0 | 0 | 0 | 0 | 0 | 0 | 0 | 0 | 0 | 0 | 0 | 0 | 0 | 0.2 | 0.16803 | 0.22788 | 0.2321 | 0.23421 | 0.23632 | 0.23632 | 0.23632 | 0.23632 | 0.23632 | 0.23632 | 0.23632 | 0.23632 | 0.23632 | 0.23632 | 0.23632 | 0.23632 | 0.23632 | 0.23632 | 0.23632 | 0.23632 | 0.23632 | 0.23632 | 0.23632 | 0.23632 | 0.23632 | 0.23632 | 0.23632 | 0.23632 | 0.23632 | 0.23632 | 0.23632 | 0.23632 | 0.23632 | 0.23632
| Norway | 1.2 | 1.375 | 3.429 | 5.161 | 7.069 | 9.288 | 13.113 | 20.085 | 26.189 | 23.727 | 25.357 | 21.865 | 27.858 | 29 | 25 | 29 | 32.273 | 33.325 | 30.8797 | 30.2611 | 29.6324 | 31.4365 | 30.9497 | 30.6459 | 30.468 | 29.9946 | 30.1977 | 29.9462 | 29.5487 | 29.5224 | 29.2869 | 29.7327 | 29.6366 | 29.7324 | 30.1218 | 30.113 | 30.4912 | 30.0156 | 30.3251 | 30.3191 | 30.4072 | 30.2881 | 29.8396 | 29.5669 | 29.157 | 28.6644 | 28.0197 | 27.2886 | 26.4243 | 25.4446 | 24.3496
| Continent | 0.261 | 0.366 | 0.61 | 0.592 | 2.357 | 2.227 | 3.668 | 7.7 | 9.557 | 7.233 | 9.545 | 6.264 | 8.092 | 11 | 7 | 3.5 | 6 | 6.2097 | 3.5 | 3.5 | 3.5 | 3.5 | 3.5 | 3.5 | 3.5 | 3.5 | 3.5 | 3.5 | 3.5 | 3.5 | 3.5 | 3.5 | 3.5 | 3.5 | 3.5 | 3.5 | 3.5 | 3.5 | 3.5 | 3.5 | 3.5 | 3.5 | 3.5 | 3.5 | 3.5 | 3.5 | 3.5 | 3.5 | 3.5 | 3.5 | 3.5
| LNG | 0 | 0 | 0 | 0 | 0 | 0 | 0 | 0 | 0 | 6.405 | 18.688 | 24.779 | 13.573 | 9 | 11 | 12.5 | 9.0489 | 8.4173 | 8.2 | 8.2 | 8.2 | 8.2 | 10.5428 | 10.5428 | 10.5428 | 10.5428 | 10.5428 | 12.6381 | 12.6381 | 12.6381 | 12.6381 | 12.6381 | 12.6381 | 12.6381 | 12.6381 | 12.6381 | 12.6381 | 12.6381 | 12.6381 | 12.6381 | 12.6381 | 12.6381 | 12.6381 | 12.6381 | 12.6381 | 12.6381 | 12.6381 | 12.6381 | 12.6381 | 12.6381 | 12.6381
| Generic imports | 0 | 0 | 0 | 0 | 0 | 0 | 0 | 0 | 0 | 0 | 0 | 0 | 0 | 0 | 0 | 0 | 0 | 0.011868 | 1.5176 | 3.7151 | 3.9096 | 9.2906 | 10.1107 | 12.3922 | 14.2716 | 15.8456 | 15.4882 | 12.82 | 11.2908 | 9.1365 | 10.1542 | 10.0674 | 9.7243 | 7.4213 | 8.1315 | 7.8057 | 8.811 | 10.7608 | 11.6586 | 12.4441 | 13.2806 | 14.481 | 15.633 | 16.511 | 16.7918 | 17.6226 | 18.5589 | 19.2495 | 19.4039 | 19.0552 | 19.5281
| Demand | 103.018 | 105.022 | 103.727 | 107.878 | 103.915 | 99.929 | 97.687 | 99.814 | 104.295 | 100.212 | 112.572 | 96.215 | 87.846 | 81 | 74 | 78 | 87 | 84.9463 | 80.7798 | 78.8721 | 77.6305 | 80.6933 | 81.0851 | 81.4537 | 82.4607 | 84.1843 | 84.9327 | 86.9037 | 87.4042 | 87.5887 | 87.8932 | 86.9502 | 85.565 | 82.9632 | 82.4884 | 80.668 | 80.1888 | 80.2074 | 80.1194 | 79.8612 | 79.8906 | 78.9335 | 79.2248 | 79.5062 | 79.1495 | 79.3289 | 79.46 | 79.3007 | 78.1533 | 76.825 | 76.2029
| Import dependency | 1.418% | 1.658% | 3.894% | 5.333% | 9.071% | 11.52% | 17.18% | 27.84% | 34.27% | 37.29% | 47.61% | 54.99% | 56.37% | 60.49% | 58.11% | 57.69% | 54.62% | 56.46% | 54.59% | 57.91% | 58.28% | 64.97% | 67.96% | 70.08% | 71.29% | 71.13% | 70.32% | 67.78% | 65.19% | 62.56% | 63.23% | 64.33% | 64.86% | 64.24% | 65.94% | 67.01% | 69.14% | 70.96% | 72.54% | 73.75% | 74.88% | 77.16% | 77.77% | 78.25% | 78.44% | 78.69% | 78.93% | 79.04% | 79.29% | 78.93% | 78.76%

## GS3
Peak Supply Two Degrees
| Year | 2015 | 2016 | 2017 | 2018 | 2019 | 2020 | 2021 | 2022 | 2023 | 2024 | 2025 | 2026 | 2027 | 2028 | 2029 | 2030 | 2031 | 2032 | 2033 | 2034 | 2035 | 2036 | 2037 | 2038 | 2039 | 2040 | 2041
| UKCS |  |  | 121.0334 | 119.4904 | 107.7072 | 104.6293 | 90.9639 | 82.1967 | 73.2702 | 68.9951 | 67.9038 | 64.2757 | 65.2784 | 65.9647 | 63.6093 | 57.909 | 49.3697 | 43.9817 | 39.3688 | 34.9354 | 30.2885 | 24.8008 | 20.5412 | 16.826 | 13.8572 | 11.262 | 5.6601
| Shale |  |  | 0 | 0 | 0 | 0 | 0 | 0 | 0 | 0 | 0 | 0 | 0 | 0 | 0 | 0 | 0 | 0 | 0 | 0 | 0 | 0 | 0 | 0 | 0 | 0 | 0
| Green Gas |  |  | 0.81102 | 1.0903 | 1.3999 | 1.7631 | 2.187 | 2.6023 | 3.0457 | 3.5105 | 4.0854 | 4.6694 | 5.1402 | 5.5388 | 6.0643 | 6.5464 | 7.6378 | 8.6775 | 9.7177 | 10.7584 | 11.7997 | 12.5128 | 13.1703 | 13.8279 | 14.4854 | 15.1429 | 15.8005
| Norway |  |  | 141.1 | 141.1 | 141.1 | 141.1 | 141.1 | 141.1 | 141.1 | 141.1 | 141.1 | 141.1 | 141.1 | 141.1 | 141.1 | 141.1 | 141.1 | 141.1 | 141.1 | 141.1 | 141.1 | 141.1 | 141.1 | 141.1 | 141.1 | 141.1 | 141.1
| Continent |  |  | 121.9521 | 121.9521 | 121.9521 | 121.9521 | 121.9521 | 121.9521 | 121.9521 | 121.9521 | 121.9521 | 121.9521 | 121.9521 | 121.9521 | 121.9521 | 121.9521 | 121.9521 | 121.9521 | 121.9521 | 121.9521 | 121.9521 | 121.9521 | 121.9521 | 121.9521 | 121.9521 | 121.9521 | 121.9521
| LNG |  |  | 146.58 | 146.58 | 146.58 | 146.58 | 146.58 | 146.58 | 146.58 | 146.58 | 146.58 | 146.58 | 146.58 | 146.58 | 146.58 | 146.58 | 146.58 | 146.58 | 146.58 | 146.58 | 146.58 | 146.58 | 146.58 | 146.58 | 146.58 | 146.58 | 146.58
| Storage |  |  | 114.7 | 114.7 | 114.7 | 114.7 | 114.7 | 114.7 | 114.7 | 114.7 | 114.7 | 114.7 | 114.7 | 114.7 | 114.7 | 114.7 | 114.7 | 114.7 | 114.7 | 114.7 | 114.7 | 114.7 | 114.7 | 114.7 | 114.7 | 114.7 | 114.7
| Total |  |  | 646.1764 | 644.9128 | 633.4392 | 630.7244 | 617.4829 | 609.1311 | 600.648 | 596.8377 | 596.3212 | 593.2771 | 594.7507 | 595.8355 | 594.0056 | 588.7874 | 581.3396 | 576.9912 | 573.4185 | 570.0259 | 566.4203 | 561.6456 | 558.0436 | 554.9859 | 552.6747 | 550.7369 | 546

## GS4
Peak Supply Slow Progression
| Year | 2015 | 2016 | 2017 | 2018 | 2019 | 2020 | 2021 | 2022 | 2023 | 2024 | 2025 | 2026 | 2027 | 2028 | 2029 | 2030 | 2031 | 2032 | 2033 | 2034 | 2035 | 2036 | 2037 | 2038 | 2039 | 2040 | 2041
| UKCS |  |  | 121.0334 | 118.049 | 105.0403 | 100.2959 | 86.2078 | 72.4128 | 56.4055 | 51.6322 | 51.0217 | 49.0475 | 45.3847 | 44.9165 | 39.4227 | 35.7187 | 29.0476 | 23.7591 | 19.3334 | 17.747 | 14.2726 | 11.3459 | 9.2631 | 7.7158 | 6.5198 | 5.3156 | 4.1135
| Shale |  |  | 0 | 0 | 0 | 0 | 0 | 0 | 0 | 0 | 0 | 0 | 0 | 0 | 0 | 0 | 0 | 0 | 0 | 0 | 0 | 0 | 0 | 0 | 0 | 0 | 0
| Green Gas |  |  | 0.68173 | 0.91974 | 1.0815 | 1.2665 | 1.482 | 1.6896 | 1.9113 | 2.1437 | 2.4312 | 2.7232 | 2.9586 | 3.1579 | 3.4206 | 3.6617 | 4.2074 | 4.7272 | 5.2473 | 5.7677 | 6.2883 | 6.6449 | 6.9736 | 7.3024 | 7.6312 | 7.9599 | 8.2887
| Norway |  |  | 141.1 | 141.1 | 141.1 | 141.1 | 141.1 | 141.1 | 141.1 | 141.1 | 141.1 | 141.1 | 141.1 | 141.1 | 141.1 | 141.1 | 141.1 | 141.1 | 141.1 | 141.1 | 141.1 | 141.1 | 141.1 | 141.1 | 141.1 | 141.1 | 141.1
| Continent |  |  | 121.9521 | 121.9521 | 121.9521 | 121.9521 | 121.9521 | 121.9521 | 121.9521 | 121.9521 | 121.9521 | 121.9521 | 121.9521 | 121.9521 | 121.9521 | 121.9521 | 121.9521 | 121.9521 | 121.9521 | 121.9521 | 121.9521 | 121.9521 | 121.9521 | 121.9521 | 121.9521 | 121.9521 | 121.9521
| LNG |  |  | 146.58 | 146.58 | 146.58 | 146.58 | 146.58 | 146.58 | 146.58 | 146.58 | 146.58 | 146.58 | 146.58 | 146.58 | 146.58 | 146.58 | 146.58 | 146.58 | 146.58 | 146.58 | 146.58 | 146.58 | 146.58 | 146.58 | 146.58 | 146.58 | 146.58
| Storage |  |  | 114.7 | 114.7 | 114.7 | 114.7 | 114.7 | 114.7 | 114.7 | 114.7 | 114.7 | 114.7 | 114.7 | 114.7 | 114.7 | 114.7 | 114.7 | 114.7 | 114.7 | 114.7 | 114.7 | 114.7 | 114.7 | 114.7 | 114.7 | 114.7 | 114.7
| Total |  |  | 646.0471 | 643.3008 | 630.4538 | 625.8945 | 612.0218 | 598.4345 | 582.6489 | 578.108 | 577.785 | 576.1027 | 572.6754 | 572.4064 | 567.1753 | 563.7124 | 557.587 | 552.8184 | 548.9128 | 547.8468 | 544.893 | 542.3229 | 540.5688 | 539.3502 | 538.4831 | 537.6076 | 536.5633

## GS5
Peak Supply Steady State
| Year | 2015 | 2016 | 2017 | 2018 | 2019 | 2020 | 2021 | 2022 | 2023 | 2024 | 2025 | 2026 | 2027 | 2028 | 2029 | 2030 | 2031 | 2032 | 2033 | 2034 | 2035 | 2036 | 2037 | 2038 | 2039 | 2040 | 2041
| UKCS |  |  | 121.0334 | 119.8508 | 108.374 | 105.7127 | 92.153 | 84.6427 | 77.4864 | 73.3359 | 72.1243 | 68.0827 | 70.2518 | 71.2267 | 69.656 | 63.4566 | 54.4502 | 49.0373 | 44.3776 | 39.2325 | 34.2925 | 28.1645 | 23.3607 | 19.1035 | 15.6916 | 12.7485 | 6.0467
| Shale |  |  | 0 | 0 | 0 | 0 | 0 | 0 | 1.8668 | 3.7336 | 6.9935 | 14.0028 | 21.024 | 28.029 | 37.3756 | 42.0041 | 46.7301 | 49.0331 | 52.3955 | 52.3644 | 52.42 | 52.4237 | 52.442 | 52.4408 | 52.4408 | 52.4408 | 52.4408
| Green Gas |  |  | 0.55244 | 0.74919 | 0.76307 | 0.77001 | 0.77694 | 0.77694 | 0.77694 | 0.77694 | 0.77694 | 0.77694 | 0.77694 | 0.77694 | 0.77694 | 0.77694 | 0.77694 | 0.77694 | 0.77694 | 0.77694 | 0.77694 | 0.77694 | 0.77694 | 0.77694 | 0.77694 | 0.77694 | 0.77694
| Norway |  |  | 141.1 | 141.1 | 141.1 | 141.1 | 141.1 | 141.1 | 141.1 | 141.1 | 141.1 | 141.1 | 141.1 | 141.1 | 141.1 | 141.1 | 141.1 | 141.1 | 141.1 | 141.1 | 141.1 | 141.1 | 141.1 | 141.1 | 141.1 | 141.1 | 141.1
| Continent |  |  | 121.9521 | 121.9521 | 121.9521 | 121.9521 | 121.9521 | 121.9521 | 121.9521 | 121.9521 | 121.9521 | 121.9521 | 121.9521 | 121.9521 | 121.9521 | 121.9521 | 121.9521 | 121.9521 | 121.9521 | 121.9521 | 121.9521 | 121.9521 | 121.9521 | 121.9521 | 121.9521 | 121.9521 | 121.9521
| LNG |  |  | 146.58 | 146.58 | 146.58 | 146.58 | 146.58 | 146.58 | 146.58 | 146.58 | 146.58 | 146.58 | 146.58 | 146.58 | 146.58 | 146.58 | 146.58 | 146.58 | 146.58 | 146.58 | 146.58 | 146.58 | 146.58 | 146.58 | 146.58 | 146.58 | 146.58
| Storage |  |  | 114.7 | 114.7 | 114.7 | 114.7 | 114.7 | 114.7 | 114.7 | 114.7 | 114.7 | 114.7 | 114.7 | 114.7 | 114.7 | 114.7 | 114.7 | 114.7 | 114.7 | 114.7 | 114.7 | 114.7 | 114.7 | 114.7 | 114.7 | 114.7 | 114.7
| Total |  |  | 645.9179 | 644.932 | 633.4691 | 630.8147 | 617.262 | 609.7517 | 604.4621 | 602.1784 | 604.2267 | 607.1945 | 616.3849 | 624.3647 | 632.1406 | 630.5697 | 626.2893 | 623.1794 | 621.8821 | 616.7059 | 611.8214 | 605.6972 | 600.9117 | 596.6533 | 593.2413 | 590.2983 | 583.5965

## GS6
Peak Supply Consumer Power
| Year | 2015 | 2016 | 2017 | 2018 | 2019 | 2020 | 2021 | 2022 | 2023 | 2024 | 2025 | 2026 | 2027 | 2028 | 2029 | 2030 | 2031 | 2032 | 2033 | 2034 | 2035 | 2036 | 2037 | 2038 | 2039 | 2040 | 2041
| UKCS |  |  | 121.0334 | 119.8508 | 108.8685 | 119.0874 | 119.2989 | 113.4956 | 102.6903 | 93.4212 | 91.8321 | 88.8618 | 87.9375 | 82.3389 | 73.6934 | 69.6959 | 62.9689 | 59.1491 | 54.0727 | 51.2054 | 45.9806 | 43.5043 | 38.623 | 36.6345 | 31.7837 | 31.1311 | 27.1928
| Shale |  |  | 0 | 0 | 0 | 0 | 3.7335 | 7.4671 | 13.9869 | 28.0056 | 42.0481 | 56.058 | 74.7512 | 84.0082 | 93.4602 | 98.0662 | 104.7911 | 104.7289 | 104.8399 | 104.8474 | 104.884 | 104.8815 | 104.8815 | 104.8815 | 104.8815 | 104.8815 | 104.8815
| Green Gas |  |  | 0.55244 | 0.74919 | 0.76307 | 0.77001 | 0.77694 | 0.77694 | 0.77694 | 0.77694 | 0.77694 | 0.77694 | 0.77694 | 0.77694 | 0.77694 | 0.77694 | 0.77694 | 0.77694 | 0.77694 | 0.77694 | 0.77694 | 0.77694 | 0.77694 | 0.77694 | 0.77694 | 0.77694 | 0.77694
| Norway |  |  | 141.1 | 141.1 | 141.1 | 141.1 | 141.1 | 141.1 | 141.1 | 141.1 | 141.1 | 141.1 | 141.1 | 141.1 | 141.1 | 141.1 | 141.1 | 141.1 | 141.1 | 141.1 | 141.1 | 141.1 | 141.1 | 141.1 | 141.1 | 141.1 | 141.1
| Continent |  |  | 121.9521 | 121.9521 | 121.9521 | 121.9521 | 121.9521 | 121.9521 | 121.9521 | 121.9521 | 121.9521 | 121.9521 | 121.9521 | 121.9521 | 121.9521 | 121.9521 | 121.9521 | 121.9521 | 121.9521 | 121.9521 | 121.9521 | 121.9521 | 121.9521 | 121.9521 | 121.9521 | 121.9521 | 121.9521
| LNG |  |  | 146.58 | 146.58 | 146.58 | 146.58 | 146.58 | 146.58 | 146.58 | 146.58 | 146.58 | 146.58 | 146.58 | 146.58 | 146.58 | 146.58 | 146.58 | 146.58 | 146.58 | 146.58 | 146.58 | 146.58 | 146.58 | 146.58 | 146.58 | 146.58 | 146.58
| Storage |  |  | 114.7 | 114.7 | 114.7 | 114.7 | 114.7 | 114.7 | 114.7 | 114.7 | 114.7 | 114.7 | 114.7 | 114.7 | 114.7 | 114.7 | 114.7 | 114.7 | 114.7 | 114.7 | 114.7 | 114.7 | 114.7 | 114.7 | 114.7 | 114.7 | 114.7
| Total |  |  | 645.9179 | 644.932 | 633.9636 | 644.1894 | 648.1414 | 646.0717 | 641.7863 | 646.5358 | 658.9891 | 670.0288 | 687.7977 | 691.4561 | 692.2626 | 692.8711 | 692.869 | 688.9869 | 684.0216 | 681.1619 | 675.9736 | 673.4948 | 668.6136 | 666.6251 | 661.7742 | 661.1216 | 661

## GS7
Peak Summary 2040
|  | Current | Two Degrees | Slow Progression | Steady State | Consumer Power
| UKCS | 121.0334 | 11.262 | 5.3156 | 12.7485 | 31.1311
| Shale | 0 | 0 | 0 | 52.4408 | 104.8815
| Green gas | 0.81102 | 15.1429 | 7.9599 | 0.77694 | 0.77694
| Norway | 141.1 | 141.1 | 141.1 | 141.1 | 141.1
| Continent | 121.9521 | 121.9521 | 121.9521 | 121.9521 | 121.9521
| LNG | 146.58 | 146.58 | 146.58 | 146.58 | 146.58
| Storage | 114.7 | 114.7 | 114.7 | 114.7 | 114.7
| Peak demand | 508.5839 | 309.0911 | 379.657 | 488.9669 | 461.7214

## 5. Sensitivities
5. Sensitivities

## 5.1 Sensitivities Intro
5. Sensitivities

## Figure 5.2
Comparison chart to show gas demand vs electricity demand | Units and date | In TWh in 2050 | In TWh in 2050
|  | Gas Demand | Electricity Demand
| Two Degrees | 382.0567 | 392.192
| Slow Progression | 423.9626 | 350.278
| Steady State | 764.9439 | 343.066
| Consumer Power | 654.4312 | 405.807
| Low Carbon Gas | 1096.1163 | 309.818
| High Electrification | 202.605 | 474.6031
| Today | 816.4794 | 328.052

## Figure 5.3
Comparison chart to show storage capacity vs decentralised generation
| Units and date | % in 2050 | In GW in 2050
|  | % Decentralised Generation | Storage Capacity
| Two Degrees | 36.9243 | 9.5699
| Slow Progression | 45.1519 | 8.2802
| Steady State | 33.5725 | 5.0704
| Consumer Power | 50.2653 | 10.4786
| Consumer Renewables | 65.3449 | 42
| Today | 26.56 | 3.5891

## Figure 5.4
Number and peak demand of EVs | Units and date | Millions in 2050 | In GW in 2050
|  | Number of Evs | Peak demand from EVs
| Two Degrees | 25.134 | 5.5123
| Slow Progression | 20.8191 | 11.267
| Steady State | 6.6894 | 5.6744
| Consumer Power | 22.8289 | 17.6988
| High EV | 34.7009 | 30.59
| Today | 0.1 | 0.01

## 5.2 Decarbonised gas
5. Sensitivities

## Figure 5.6
Decarbonised Gas: Annual gas demand (excluding interconnector exports) | All in GWh, excludes shrinkage and export
|  | 2005 | 2006 | 2007 | 2008 | 2009 | 2010 | 2011 | 2012 | 2013 | 2014 | 2015 | 2016 | 2017 | 2018 | 2019 | 2020 | 2021 | 2022 | 2023 | 2024 | 2025 | 2026 | 2027 | 2028 | 2029 | 2030 | 2031 | 2032 | 2033 | 2034 | 2035 | 2036 | 2037 | 2038 | 2039 | 2040 | 2041 | 2042 | 2043 | 2044 | 2045 | 2046 | 2047 | 2048 | 2049 | 2050
| Two Degrees | 953770.6502 | 908219.7187 | 945333.4052 | 950399.6177 | 898184.2936 | 934254.7152 | 844192.8497 | 758443.27 | 741730.3174 | 731601.9619 | 724669.2304 | 816500.6604 | 804976.6959 | 763843.0467 | 744077.9008 | 724727.1481 | 676399.0153 | 635481.6891 | 606508.4511 | 606728.0504 | 603465.9278 | 576194.4806 | 586754.2118 | 566550.7396 | 566454.3699 | 564317.118 | 537515.1707 | 545335.4085 | 523389.2593 | 518982.4836 | 493155.3824 | 484270.9743 | 480603.424 | 467913.0743 | 452117.7601 | 438523.8899 | 424843.7486 | 422447.129 | 424292.9294 | 442966.6599 | 444773.0094 | 426055.3305 | 419075.2401 | 404238.9294 | 399571.4576 | 398469.5553
| Slow Progression | 953770.6502 | 908219.7187 | 945333.4052 | 950399.6177 | 898184.2936 | 934254.7152 | 844192.8497 | 758443.27 | 741730.3174 | 731601.9619 | 724669.2304 | 816500.6604 | 814616.1191 | 759724.823 | 740824.0466 | 729593.9243 | 727315.9128 | 702910.38 | 684956.8927 | 685676.0673 | 678557.4663 | 675880.7673 | 655002.8402 | 649123.4093 | 655960.7393 | 631809.055 | 609673.4372 | 597367.044 | 569863.963 | 563191.5919 | 541949.9259 | 535730.465 | 528476.278 | 527676.4105 | 519813.4066 | 513314.4508 | 507273.8884 | 498464.4918 | 488446.0481 | 479441.7758 | 469381.7629 | 461757.9509 | 452224.648 | 443221.8491 | 434145.1674 | 424351.0602
| Steady State | 953770.6502 | 908219.7187 | 945333.4052 | 950399.6177 | 898184.2936 | 934254.7152 | 844192.8497 | 758443.27 | 741730.3174 | 731601.9619 | 724669.2304 | 816500.6604 | 829333.4066 | 779953.3741 | 755962.6624 | 741228.2044 | 773521.8685 | 782499.2081 | 792875.7805 | 801246.8411 | 817589.3029 | 823552.4312 | 843349.8633 | 847338.7196 | 848064.3042 | 850560.192 | 839348.9287 | 827796.7235 | 803102.9203 | 801816.734 | 781758.4164 | 776611.5457 | 777114.4201 | 776366.1816 | 773733.8105 | 774280.9927 | 763974.8211 | 767505.7668 | 770913.4919 | 767279.0875 | 769515.455 | 771188.2301 | 772724.6369 | 774368.3197 | 770307.9583 | 771983.3112
| Consumer Power | 953770.6502 | 908219.7187 | 945333.4052 | 950399.6177 | 898184.2936 | 934254.7152 | 844192.8497 | 758443.27 | 741730.3174 | 731601.9619 | 724669.2304 | 816500.6604 | 838209.1625 | 812298.8839 | 794640.4007 | 780425.8726 | 762002.9782 | 741400.8392 | 745222.7795 | 784680.0481 | 818808.3526 | 811272.8849 | 813093.4638 | 811973.4385 | 806388.033 | 815980.4777 | 781622.5265 | 749828.2195 | 721273.1666 | 713415.0547 | 716843.3595 | 699000.0712 | 694540.7586 | 681666.3383 | 675460.0433 | 668834.1067 | 667188.3826 | 668139.1058 | 665109.0728 | 665923.4012 | 668145.3182 | 669691.4617 | 666217.6548 | 663209.6879 | 661667.2422 | 657811.7096
| History | 2005: 953770.6502; 2006: 908219.7187; 2007: 945333.4052; 2008: 950399.6177; 2009: 898184.2936; 2010: 934254.7152; 2011: 844192.8497; 2012: 758443.27; 2013: 741730.3174; 2014: 731601.9619; 2015: 724669.2304
| Decarbonised Gas | 2015: 724669.2304; 2020: 823382.8477; 2025: 878880.213; 2030: 977158.7008; 2035: 1010279.9099; 2040: 981646.5257; 2045: 1064481.4273; 2050: 1096116.3266
|  |  |  | 2005 | 2006 | 2007 | 2008 | 2009 | 2010 | 2011 | 2012 | 2013 | 2014 | 2015 | 2016 | 2017 | 2018 | 2019 | 2020 | 2021 | 2022 | 2023 | 2024 | 2025 | 2026 | 2027 | 2028 | 2029 | 2030 | 2031 | 2032 | 2033 | 2034 | 2035 | 2036 | 2037 | 2038 | 2039 | 2040 | 2041 | 2042 | 2043 | 2044 | 2045 | 2046 | 2047 | 2048 | 2049 | 2050

## 5.3 High EV
5. Sensitivities

## Figure 5.7
Electric Vehicle Uptake
| Units | Number of Vehicles
| Number of EVs | 2015 | 2016 | 2017 | 2018 | 2019 | 2020 | 2021 | 2022 | 2023 | 2024 | 2025 | 2026 | 2027 | 2028 | 2029 | 2030 | 2031 | 2032 | 2033 | 2034 | 2035 | 2036 | 2037 | 2038 | 2039 | 2040 | 2041 | 2042 | 2043 | 2044 | 2045 | 2046 | 2047 | 2048 | 2049 | 2050
| High EVs |  | 87701 | 191064 | 344023 | 545594 | 793892 | 1127265 | 1541188 | 2029714 | 2586452 | 3205469 | 4034305 | 5067672 | 6298704 | 7718777 | 9316608 | 11004786 | 12759222 | 14550557 | 16350322 | 18138140 | 19904799 | 21653365 | 23394214 | 25139707 | 26900014 | 28536069 | 30050312 | 31443865 | 32718757 | 33880755 | 34142058 | 34364142 | 34533902 | 34618108 | 34700884
| ICE |  | 30470127 | 30636759 | 30731541 | 30730776 | 30670531 | 30512055 | 30258298 | 29914945 | 29492810 | 28998611 | 28289673 | 27372707 | 26255787 | 24948213 | 23461695 | 21883869 | 20238793 | 18555580 | 16862301 | 15179003 | 13514745 | 11866524 | 10224127 | 8575443 | 6910548 | 5368732 | 3947703 | 2646417 | 1462780 | 390919 | 218495 | 83865 | 0 | 0 | 0
| Total Cars |  | 30557828 | 30827823 | 31075564 | 31276370 | 31464423 | 31639320 | 31799486 | 31944659 | 32079262 | 32204080 | 32323978 | 32440379 | 32554491 | 32666990 | 32778303 | 32888655 | 32998015 | 33106137 | 33212623 | 33317143 | 33419544 | 33519889 | 33618341 | 33715150 | 33810562 | 33904801 | 33998015 | 34090282 | 34181537 | 34271674 | 34360553 | 34448007 | 34533902 | 34618108 | 34700884
| 2 Degrees - EVs |  | 195581 | 432239 | 744592 | 1131188 | 1587423 | 2127167 | 2736823 | 3400920 | 4106161 | 4843959 | 5639198 | 6489237 | 7391023 | 8340844 | 9334735 | 10241919 | 11055749 | 11769370 | 12377584 | 12879921 | 13459793 | 14135777 | 14932110 | 15871636 | 16967503 | 18088030 | 19212786 | 20310712 | 21350322 | 22310083 | 23117907 | 23783185 | 24325938 | 24769325 | 25133969
ICE - Internal Combustion Engine
PHEV - Plugin-In Hybrid Electric Vehicle
EV - Electric Vehicle

## Figure 5.8
High EV Sensitivity electrical generation sources
| Units | TWh
|  | 2015 | 2030 | 2040 | 2050
| Nuclear | 78.7524 | 41.9166 | 41.9166 | 0.7446
| Coal | 136.383 | 9.4487e-06 | 5.8729e-06 | 0
| Gas | 25.5511 | 162.7135 | 223.0484 | 203.8349
| Wind | 36.1401 | 94.313 | 92.3044 | 92.3046
| Bio | 16.7376 | 2.1373 | 0.93574 | 2.1873
| Other | 15.7527 | 26.7479 | 31.7186 | 31.7186
| Imports | 25 | 51.51 | 38.43 | 137.6871

## Figure 5.9
Additional peak demand required for EVs
| Units for Y Axis = | EV peak demand (GW)
| Year | 2010-01-01 | 2011-01-01 | 2012-01-01 | 2013-01-01 | 2014-01-01 | 2015-01-01 | 2016-01-01 | 2017-01-01 | 2018-01-01 | 2019-01-01 | 2020-01-01 | 2021-01-01 | 2022-01-01 | 2023-01-01 | 2024-01-01 | 2025-01-01 | 2026-01-01 | 2027-01-01 | 2028-01-01 | 2029-01-01 | 2030-01-01 | 2031-01-01 | 2032-01-01 | 2033-01-01 | 2034-01-01 | 2035-01-01 | 2036-01-01 | 2037-01-01 | 2038-01-01 | 2039-01-01 | 2040-01-01 | 2041-01-01 | 2042-01-01 | 2043-01-01 | 2044-01-01 | 2045-01-01 | 2046-01-01 | 2047-01-01 | 2048-01-01 | 2049-01-01 | 2050-01-01
| High EV | 0.0007787 | 0.0013339 | 0.0024538 | 0.0042869 | 0.012718 | 0.029407 | 0.069881 | 0.16924 | 0.31236 | 0.48439 | 0.7379 | 1.0346 | 1.4003 | 1.8295 | 2.3167 | 2.8569 | 3.5819 | 4.4873 | 5.5675 | 6.815 | 8.2201 | 9.7057 | 11.2505 | 12.8286 | 14.4147 | 15.9905 | 17.5479 | 19.0894 | 20.6241 | 22.1629 | 23.7148 | 25.1571 | 26.4921 | 27.7206 | 28.8445 | 29.8689 | 30.0993 | 30.2951 | 30.4447 | 30.519 | 30.5919
| Consumer Power | 0 | 0 | 0 | 0 | 0.01 | 0.02 | 0.06 | 0.09 | 0.14 | 0.2 | 0.26 | 0.34 | 0.44 | 0.56 | 0.75 | 0.94 | 1.17 | 1.45 | 1.8 | 2.22 | 2.72 | 3.32 | 3.99 | 4.71 | 5.48 | 6.28 | 7.08 | 7.88 | 8.66 | 9.43 | 10.18 | 10.87 | 11.51 | 12.1 | 12.65 | 13.19 | 13.72 | 14.34 | 15.17 | 16.28 | 17.7

## 5.4 Consumer Renewables
5. Sensitivities

## Figure 5.10
Consumer Renewables
| Year | 2017-01-01 | 2018-01-01 | 2019-01-01 | 2020-01-01 | 2021-01-01 | 2022-01-01 | 2023-01-01 | 2024-01-01 | 2025-01-01 | 2026-01-01 | 2027-01-01 | 2028-01-01 | 2029-01-01 | 2030-01-01 | 2031-01-01 | 2032-01-01 | 2033-01-01 | 2034-01-01 | 2035-01-01 | 2036-01-01 | 2037-01-01 | 2038-01-01 | 2039-01-01 | 2040-01-01 | 2041-01-01 | 2042-01-01 | 2043-01-01 | 2044-01-01 | 2045-01-01 | 2046-01-01 | 2047-01-01 | 2048-01-01 | 2049-01-01 | 2050-01-01
Storage | Storage | 6.7084 | 8.6906 | 10.6728 | 12.655 | 13.3617 | 14.0684 | 14.775 | 15.4817 | 16.1883 | 17.3914 | 18.5946 | 19.7977 | 21.0008 | 22.2039 | 23.1661 | 24.1283 | 25.0906 | 26.0528 | 27.015 | 28.0358 | 29.0567 | 30.0775 | 31.0984 | 32.1192 | 33.1202 | 34.1211 | 35.1221 | 36.123 | 37.124 | 38.0992 | 39.0744 | 40.0496 | 41.0248 | 42
Biomass | Biomass | 2.5197 | 2.5131 | 2.5066 | 2.5 | 2.5 | 2.5 | 2.5 | 2.5 | 2.5 | 2.6 | 2.7 | 2.8 | 2.9 | 3 | 3.2 | 3.4 | 3.6 | 3.8 | 4 | 4 | 4 | 4 | 4 | 4 | 4 | 4 | 4 | 4 | 4 | 4.2 | 4.4 | 4.6 | 4.8 | 5
CCS | CCS | 8.4619e-09 | 1.2693e-08 | 1.6924e-08 | 2.1155e-08 | 5.7344e-08 | 9.3534e-08 | 1.2972e-07 | 1.6591e-07 | 2.021e-07 | 2.1466e-07 | 2.2723e-07 | 2.3979e-07 | 2.5235e-07 | 2.6491e-07 | 1.3316 | 2.6632 | 3.9948 | 5.3264 | 6.658 | 7.1827 | 7.7073 | 8.232 | 8.7566 | 9.2813 | 10.1233 | 10.9653 | 11.8072 | 12.6492 | 13.4912 | 13.393 | 13.2947 | 13.1965 | 13.0982 | 13
CHP | CHP | 4.6184 | 4.2668 | 3.9153 | 3.5638 | 3.5863 | 3.6089 | 3.6314 | 3.654 | 3.6765 | 3.7266 | 3.7767 | 3.8267 | 3.8768 | 3.9268 | 3.9769 | 4.0269 | 4.077 | 4.127 | 4.1771 | 4.2078 | 4.2385 | 4.2692 | 4.2999 | 4.3306 | 5.0821 | 5.8336 | 6.585 | 7.3365 | 8.088 | 8.138 | 8.1881 | 8.2381 | 8.2882 | 8.3382
Gas | Gas | 28.8097 | 29.0624 | 29.3151 | 29.5678 | 29.6386 | 29.7094 | 29.7802 | 29.851 | 29.9218 | 29.1462 | 28.3706 | 27.595 | 26.8194 | 26.0438 | 23.7612 | 21.4786 | 19.196 | 16.9134 | 14.6308 | 14.0139 | 13.3971 | 12.7803 | 12.1635 | 11.5467 | 9.2865 | 7.0263 | 4.7661 | 2.5059 | 0.24569 | 0.24569 | 0.24569 | 0.24569 | 0.24569 | 0.24569
Coal | Coal | 11.1467 | 8.078 | 5.0094 | 1.9407 | 1.5526 | 1.1644 | 0.77628 | 0.38814 | 0 | 0 | 0 | 0 | 0 | 0 | 0 | 0 | 0 | 0 | 0 | 0 | 0 | 0 | 0 | 0 | 0 | 0 | 0 | 0 | 0 | 0 | 0 | 0 | 0 | 0
Hydro | Hydro | 0 | 0 | 0 | 0 | 0 | 0 | 0 | 0 | 0 | 0 | 0 | 0 | 0 | 0 | 0 | 0 | 0 | 0 | 0 | 0 | 0 | 0 | 0 | 0 | 0 | 0 | 0 | 0 | 0 | 0 | 0 | 0 | 0 | 0
Interconnectors | Interconnectors | 4.77 | 5.18 | 5.59 | 6 | 8 | 10 | 12 | 14 | 16 | 16 | 16 | 16 | 16 | 16 | 16 | 16 | 16 | 16 | 16 | 16 | 16 | 16 | 16 | 16 | 16 | 16 | 16 | 16 | 16 | 16 | 16 | 16 | 16 | 16
Marine | Marine | 0 | 0 | 0 | 0 | 0 | 0 | 0 | 0 | 0 | 0 | 0 | 0 | 0 | 0 | 0 | 0 | 0 | 0 | 0 | 0 | 0 | 0 | 0 | 0 | 0 | 0 | 0 | 0 | 0 | 0 | 0 | 0 | 0 | 0
Nuclear | Nuclear | 8.985 | 8.985 | 8.985 | 8.985 | 8.145 | 7.305 | 6.465 | 5.625 | 4.785 | 4.785 | 4.785 | 4.785 | 4.785 | 4.785 | 4.785 | 4.785 | 4.785 | 4.785 | 4.785 | 4.911 | 5.037 | 5.163 | 5.289 | 5.415 | 5.275 | 5.135 | 4.995 | 4.855 | 4.715 | 4.712 | 4.709 | 4.706 | 4.703 | 4.7
Offshore Wind | Offshore Wind | 5.3228 | 5.5486 | 5.7743 | 6 | 7.2 | 8.4 | 9.6 | 10.8 | 12 | 12.6 | 13.2 | 13.8 | 14.4 | 15 | 16 | 17 | 18 | 19 | 20 | 21.2 | 22.4 | 23.6 | 24.8 | 26 | 26.8 | 27.6 | 28.4 | 29.2 | 30 | 31 | 32 | 33 | 34 | 35
Onshore Wind | Onshore Wind | 8.1337 | 8.0892 | 8.0446 | 8 | 8 | 8 | 8 | 8 | 8 | 8.4 | 8.8 | 9.2 | 9.6 | 10 | 11 | 12 | 13 | 14 | 15 | 16 | 17 | 18 | 19 | 20 | 21 | 22 | 23 | 24 | 25 | 26 | 27 | 28 | 29 | 30
Solar | Solar | 12.4028 | 13.8084 | 15.214 | 16.6197 | 19.594 | 22.5682 | 25.5425 | 28.5168 | 31.4911 | 31.4923 | 31.4936 | 31.4948 | 31.496 | 31.4973 | 32.9058 | 34.3144 | 35.723 | 37.1315 | 38.5401 | 40.8455 | 43.1508 | 45.4562 | 47.7616 | 50.067 | 48.4366 | 46.8062 | 45.1758 | 43.5453 | 41.9149 | 46.1319 | 50.349 | 54.566 | 58.783 | 63
Other Thermal | Other Thermal | 0 | 0 | 0 | 0 | 0 | 0 | 0 | 0 | 0 | 0 | 0 | 0 | 0 | 0 | 0 | 0 | 0 | 0 | 0 | 0 | 0 | 0 | 0 | 0 | 0 | 0 | 0 | 0 | 0 | 0 | 0 | 0 | 0 | 0
Other Renewable | Other Renewable | 3.5521 | 3.3282 | 3.1042 | 2.8803 | 2.926 | 2.9718 | 3.0175 | 3.0632 | 3.1089 | 3.1077 | 3.1064 | 3.1052 | 3.104 | 3.1027 | 3.1142 | 3.1256 | 3.137 | 3.1485 | 3.1599 | 3.1745 | 3.1892 | 3.2038 | 3.2184 | 3.233 | 3.2234 | 3.2138 | 3.2042 | 3.1947 | 3.1851 | 3.3881 | 3.591 | 3.794 | 3.997 | 4.2
| Decentralised capacity (% of overall capacity) | 29.1253 | 31.9522 | 34.7791 | 37.606 | 39.3054 | 41.0049 | 42.7043 | 44.4037 | 46.1031 | 47.1625 | 48.2219 | 49.2813 | 50.3406 | 51.4 | 52.3525 | 53.305 | 54.2575 | 55.21 | 56.1625 | 56.7777 | 57.3929 | 58.008 | 58.6232 | 59.2384 | 59.6545 | 60.0707 | 60.4868 | 60.9029 | 61.3191 | 62.1242 | 62.9294 | 63.7346 | 64.5397 | 65.3449
| Total | 96.9693 | 97.5503 | 98.1313 | 98.7123 | 104.5041 | 110.296 | 116.0879 | 121.8798 | 127.6716 | 129.2492 | 130.8268 | 132.4043 | 133.9819 | 135.5595 | 139.2407 | 142.922 | 146.6033 | 150.2846 | 153.9658 | 159.5712 | 165.1766 | 170.782 | 176.3874 | 181.9928 | 182.347 | 182.7012 | 183.0554 | 183.4096 | 183.7638 | 191.3078 | 198.8519 | 206.3959 | 213.9399 | 221.4839
|  | 0.29125 | 0.31952 | 0.34779 | 0.37606 | 0.39305 | 0.41005 | 0.42704 | 0.44404 | 0.46103 | 0.47163 | 0.48222 | 0.49281 | 0.50341 | 0.514 | 0.52353 | 0.53305 | 0.54258 | 0.5521 | 0.56163 | 0.56778 | 0.57393 | 0.58008 | 0.58623 | 0.59238 | 0.59655 | 0.60071 | 0.60487 | 0.60903 | 0.61319 | 0.62124 | 0.62929 | 0.63735 | 0.6454 | 0.65345
Consumer Renewables

## CR1
Consumer Renewables sensitivity: Annual electricity demand | Annual Demand (exlcuding export)
| TWh | 2005 | 2006 | 2007 | 2008 | 2009 | 2010 | 2011 | 2012 | 2013 | 2014 | 2015 | 2016 | 2017 | 2018 | 2019 | 2020 | 2021 | 2022 | 2023 | 2024 | 2025 | 2026 | 2027 | 2028 | 2029 | 2030 | 2031 | 2032 | 2033 | 2034 | 2035 | 2036 | 2037 | 2038 | 2039 | 2040 | 2041 | 2042 | 2043 | 2044 | 2045 | 2046 | 2047 | 2048 | 2049 | 2050
| History | 2005: 376.657; 2006: 372.159; 2007: 372.299; 2008: 359.642; 2009: 351.096; 2010: 346.189; 2011: 346.488; 2012: 345.74; 2013: 341.287; 2014: 333.502; 2015: 329.348; 2016: 328.052
| Two Degrees | [11 empty] | 328.052 | 328.608 | 328.962 | 328.479 | 327.84 | 328.761 | 330.683 | 332.625 | 335.801 | 339.058 | 342.791 | 346.767 | 350.239 | 353.526 | 357.783 | 359.67 | 361.186 | 359.919 | 358.428 | 356.346 | 357.119 | 358.272 | 359.591 | 362.366 | 365.711 | 366.669 | 368.314 | 374.544 | 382.701 | 386.992 | 390.451 | 391.291 | 391.717 | 391.911 | 392.192
| Slow Progression | [11 empty] | 327.095 | 326.34 | 325.421 | 323.466 | 321.212 | 320.51 | 319.193 | 319.756 | 320.153 | 320.719 | 321.719 | 323.216 | 325.108 | 326.731 | 328.556 | 330.436 | 332.052 | 333.508 | 334.323 | 334.82 | 335.016 | 335.938 | 337.12 | 338.572 | 339.969 | 341.147 | 342.272 | 343.47 | 344.535 | 345.492 | 346.32 | 347.173 | 348.114 | 349.092 | 350.278
| Steady State | [11 empty] | 327.837 | 327.923 | 327.982 | 327.034 | 325.525 | 325.408 | 325.084 | 324.72 | 324.436 | 324.246 | 323.791 | 323.538 | 323.397 | 322.948 | 322.573 | 322.669 | 323.179 | 323.837 | 324.369 | 324.908 | 325.417 | 326.263 | 327.133 | 328.111 | 329.166 | 330.48 | 331.836 | 333.177 | 334.471 | 335.725 | 336.931 | 338.129 | 339.521 | 341.216 | 343.066
| Consumer Power | [11 empty] | 328.505 | 328.245 | 328.022 | 326.826 | 325.47 | 326.067 | 324.792 | 325.615 | 326.38 | 327.392 | 328.572 | 330.209 | 332.135 | 334.133 | 336.498 | 339.315 | 342.429 | 345.731 | 349 | 352.368 | 355.575 | 359.089 | 362.418 | 365.8 | 369.092 | 372.158 | 375.108 | 377.994 | 380.825 | 383.658 | 386.576 | 389.956 | 394.206 | 399.575 | 405.807
| Consumer Renewables | 2016: 328.505; 2020: 319.1156; 2025: 330.8822; 2030: 354.1711; 2035: 348.3993; 2040: 358.3234; 2045: 362.9169; 2050: 385.0741

## CR2
Consumer Renewables sensitivity: Annual gas demand (excluding interconnector exports) | All in GWh, excludes shrinkage and export
|  |  | 2005 | 2006 | 2007 | 2008 | 2009 | 2010 | 2011 | 2012 | 2013 | 2014 | 2015 | 2016 | 2017 | 2018 | 2019 | 2020 | 2021 | 2022 | 2023 | 2024 | 2025 | 2026 | 2027 | 2028 | 2029 | 2030 | 2031 | 2032 | 2033 | 2034 | 2035 | 2036 | 2037 | 2038 | 2039 | 2040 | 2041 | 2042 | 2043 | 2044 | 2045 | 2046 | 2047 | 2048 | 2049 | 2050
| Two Degrees | Total | 953770.6502 | 908219.7187 | 945333.4052 | 950399.6177 | 898184.2936 | 934254.7152 | 844192.8497 | 758443.27 | 741730.3174 | 731601.9619 | 724669.2304 | 816500.6604 | 804976.6959 | 763843.0467 | 744077.9008 | 724727.1481 | 676399.0153 | 635481.6891 | 606508.4511 | 606728.0504 | 603465.9278 | 576194.4806 | 586754.2118 | 566550.7396 | 566454.3699 | 564317.118 | 537515.1707 | 545335.4085 | 523389.2593 | 518982.4836 | 493155.3824 | 484270.9743 | 480603.424 | 467913.0743 | 452117.7601 | 438523.8899 | 424843.7486 | 422447.129 | 424292.9294 | 442966.6599 | 444773.0094 | 426055.3305 | 419075.2401 | 404238.9294 | 399571.4576 | 398469.5553
| Slow Progression | Total | 953770.6502 | 908219.7187 | 945333.4052 | 950399.6177 | 898184.2936 | 934254.7152 | 844192.8497 | 758443.27 | 741730.3174 | 731601.9619 | 724669.2304 | 816500.6604 | 814616.1191 | 759724.823 | 740824.0466 | 729593.9243 | 727315.9128 | 702910.38 | 684956.8927 | 685676.0673 | 678557.4663 | 675880.7673 | 655002.8402 | 649123.4093 | 655960.7393 | 631809.055 | 609673.4372 | 597367.044 | 569863.963 | 563191.5919 | 541949.9259 | 535730.465 | 528476.278 | 527676.4105 | 519813.4066 | 513314.4508 | 507273.8884 | 498464.4918 | 488446.0481 | 479441.7758 | 469381.7629 | 461757.9509 | 452224.648 | 443221.8491 | 434145.1674 | 424351.0602
| Steady State | Total | 953770.6502 | 908219.7187 | 945333.4052 | 950399.6177 | 898184.2936 | 934254.7152 | 844192.8497 | 758443.27 | 741730.3174 | 731601.9619 | 724669.2304 | 816500.6604 | 829333.4066 | 779953.3741 | 755962.6624 | 741228.2044 | 773521.8685 | 782499.2081 | 792875.7805 | 801246.8411 | 817589.3029 | 823552.4312 | 843349.8633 | 847338.7196 | 848064.3042 | 850560.192 | 839348.9287 | 827796.7235 | 803102.9203 | 801816.734 | 781758.4164 | 776611.5457 | 777114.4201 | 776366.1816 | 773733.8105 | 774280.9927 | 763974.8211 | 767505.7668 | 770913.4919 | 767279.0875 | 769515.455 | 771188.2301 | 772724.6369 | 774368.3197 | 770307.9583 | 771983.3112
| Consumer Power | Total | 953770.6502 | 908219.7187 | 945333.4052 | 950399.6177 | 898184.2936 | 934254.7152 | 844192.8497 | 758443.27 | 741730.3174 | 731601.9619 | 724669.2304 | 816500.6604 | 838209.1625 | 812298.8839 | 794640.4007 | 780425.8726 | 762002.9782 | 741400.8392 | 745222.7795 | 784680.0481 | 818808.3526 | 811272.8849 | 813093.4638 | 811973.4385 | 806388.033 | 815980.4777 | 781622.5265 | 749828.2195 | 721273.1666 | 713415.0547 | 716843.3595 | 699000.0712 | 694540.7586 | 681666.3383 | 675460.0433 | 668834.1067 | 667188.3826 | 668139.1058 | 665109.0728 | 665923.4012 | 668145.3182 | 669691.4617 | 666217.6548 | 663209.6879 | 661667.2422 | 657811.7096
| History |  | 2005: 953770.6502; 2006: 908219.7187; 2007: 945333.4052; 2008: 950399.6177; 2009: 898184.2936; 2010: 934254.7152; 2011: 844192.8497; 2012: 758443.27; 2013: 741730.3174; 2014: 731601.9619; 2015: 724669.2304
| Consumer Renewables |  | 2015: 724669.2304; 2020: 836395.5501; 2025: 757119.0597; 2030: 700680.3517; 2035: 589991.0499; 2040: 506319.7823; 2045: 468027.8805; 2050: 442049.7244

## 5.5 High Electrification
5. Sensitivities

## Figure 5.11
High Electrification: Annual electricity demand | FES Annual Demand (exlcuding export)
| Units | TWh per Year
|  | 2005 | 2006 | 2007 | 2008 | 2009 | 2010 | 2011 | 2012 | 2013 | 2014 | 2015 | 2016 | 2017 | 2018 | 2019 | 2020 | 2021 | 2022 | 2023 | 2024 | 2025 | 2026 | 2027 | 2028 | 2029 | 2030 | 2031 | 2032 | 2033 | 2034 | 2035 | 2036 | 2037 | 2038 | 2039 | 2040 | 2041 | 2042 | 2043 | 2044 | 2045 | 2046 | 2047 | 2048 | 2049 | 2050
| History | TWh per Year 2005: 376.657; TWh per Year 2006: 372.159; TWh per Year 2007: 372.299; TWh per Year 2008: 359.642; TWh per Year 2009: 351.096; TWh per Year 2010: 346.189; TWh per Year 2011: 346.488; TWh per Year 2012: 345.74; TWh per Year 2013: 341.287; TWh per Year 2014: 333.502; TWh per Year 2015: 329.348; TWh per Year 2016: 328.052
| Two Degrees | [11 empty] | 328.052 | 328.608 | 328.962 | 328.479 | 327.84 | 328.761 | 330.683 | 332.625 | 335.801 | 339.058 | 342.791 | 346.767 | 350.239 | 353.526 | 357.783 | 359.67 | 361.186 | 359.919 | 358.428 | 356.346 | 357.119 | 358.272 | 359.591 | 362.366 | 365.711 | 366.669 | 368.314 | 374.544 | 382.701 | 386.992 | 390.451 | 391.291 | 391.717 | 391.911 | 392.192
| Slow Progression | [11 empty] | 327.095 | 326.34 | 325.421 | 323.466 | 321.212 | 320.51 | 319.193 | 319.756 | 320.153 | 320.719 | 321.719 | 323.216 | 325.108 | 326.731 | 328.556 | 330.436 | 332.052 | 333.508 | 334.323 | 334.82 | 335.016 | 335.938 | 337.12 | 338.572 | 339.969 | 341.147 | 342.272 | 343.47 | 344.535 | 345.492 | 346.32 | 347.173 | 348.114 | 349.092 | 350.278
| Steady State | [11 empty] | 327.837 | 327.923 | 327.982 | 327.034 | 325.525 | 325.408 | 325.084 | 324.72 | 324.436 | 324.246 | 323.791 | 323.538 | 323.397 | 322.948 | 322.573 | 322.669 | 323.179 | 323.837 | 324.369 | 324.908 | 325.417 | 326.263 | 327.133 | 328.111 | 329.166 | 330.48 | 331.836 | 333.177 | 334.471 | 335.725 | 336.931 | 338.129 | 339.521 | 341.216 | 343.066
| Consumer Power | [11 empty] | 328.505 | 328.245 | 328.022 | 326.826 | 325.47 | 326.067 | 324.792 | 325.615 | 326.38 | 327.392 | 328.572 | 330.209 | 332.135 | 334.133 | 336.498 | 339.315 | 342.429 | 345.731 | 349 | 352.368 | 355.575 | 359.089 | 362.418 | 365.8 | 369.092 | 372.158 | 375.108 | 377.994 | 380.825 | 383.658 | 386.576 | 389.956 | 394.206 | 399.575 | 405.807
| High Electrification | TWh per Year 2016: 328.505; TWh per Year 2020: 344.1053; TWh per Year 2025: 382.5675; TWh per Year 2030: 377.7978; TWh per Year 2035: 372.6992; TWh per Year 2040: 404.6294; TWh per Year 2045: 442.5835; TWh per Year 2050: 474.6031

## Figure 5.12
High Electrification: Annual gas demand (excluding interconnector exports) | All in GWh, excludes shrinkage and export
|  | 2005 | 2006 | 2007 | 2008 | 2009 | 2010 | 2011 | 2012 | 2013 | 2014 | 2015 | 2016 | 2017 | 2018 | 2019 | 2020 | 2021 | 2022 | 2023 | 2024 | 2025 | 2026 | 2027 | 2028 | 2029 | 2030 | 2031 | 2032 | 2033 | 2034 | 2035 | 2036 | 2037 | 2038 | 2039 | 2040 | 2041 | 2042 | 2043 | 2044 | 2045 | 2046 | 2047 | 2048 | 2049 | 2050
| Two Degrees | 953770.6502 | 908219.7187 | 945333.4052 | 950399.6177 | 898184.2936 | 934254.7152 | 844192.8497 | 758443.27 | 741730.3174 | 731601.9619 | 724669.2304 | 816500.6604 | 804976.6959 | 763843.0467 | 744077.9008 | 724727.1481 | 676399.0153 | 635481.6891 | 606508.4511 | 606728.0504 | 603465.9278 | 576194.4806 | 586754.2118 | 566550.7396 | 566454.3699 | 564317.118 | 537515.1707 | 545335.4085 | 523389.2593 | 518982.4836 | 493155.3824 | 484270.9743 | 480603.424 | 467913.0743 | 452117.7601 | 438523.8899 | 424843.7486 | 422447.129 | 424292.9294 | 442966.6599 | 444773.0094 | 426055.3305 | 419075.2401 | 404238.9294 | 399571.4576 | 398469.5553
| Slow Progression | 953770.6502 | 908219.7187 | 945333.4052 | 950399.6177 | 898184.2936 | 934254.7152 | 844192.8497 | 758443.27 | 741730.3174 | 731601.9619 | 724669.2304 | 816500.6604 | 814616.1191 | 759724.823 | 740824.0466 | 729593.9243 | 727315.9128 | 702910.38 | 684956.8927 | 685676.0673 | 678557.4663 | 675880.7673 | 655002.8402 | 649123.4093 | 655960.7393 | 631809.055 | 609673.4372 | 597367.044 | 569863.963 | 563191.5919 | 541949.9259 | 535730.465 | 528476.278 | 527676.4105 | 519813.4066 | 513314.4508 | 507273.8884 | 498464.4918 | 488446.0481 | 479441.7758 | 469381.7629 | 461757.9509 | 452224.648 | 443221.8491 | 434145.1674 | 424351.0602
| Steady State | 953770.6502 | 908219.7187 | 945333.4052 | 950399.6177 | 898184.2936 | 934254.7152 | 844192.8497 | 758443.27 | 741730.3174 | 731601.9619 | 724669.2304 | 816500.6604 | 829333.4066 | 779953.3741 | 755962.6624 | 741228.2044 | 773521.8685 | 782499.2081 | 792875.7805 | 801246.8411 | 817589.3029 | 823552.4312 | 843349.8633 | 847338.7196 | 848064.3042 | 850560.192 | 839348.9287 | 827796.7235 | 803102.9203 | 801816.734 | 781758.4164 | 776611.5457 | 777114.4201 | 776366.1816 | 773733.8105 | 774280.9927 | 763974.8211 | 767505.7668 | 770913.4919 | 767279.0875 | 769515.455 | 771188.2301 | 772724.6369 | 774368.3197 | 770307.9583 | 771983.3112
| Consumer Power | 953770.6502 | 908219.7187 | 945333.4052 | 950399.6177 | 898184.2936 | 934254.7152 | 844192.8497 | 758443.27 | 741730.3174 | 731601.9619 | 724669.2304 | 816500.6604 | 838209.1625 | 812298.8839 | 794640.4007 | 780425.8726 | 762002.9782 | 741400.8392 | 745222.7795 | 784680.0481 | 818808.3526 | 811272.8849 | 813093.4638 | 811973.4385 | 806388.033 | 815980.4777 | 781622.5265 | 749828.2195 | 721273.1666 | 713415.0547 | 716843.3595 | 699000.0712 | 694540.7586 | 681666.3383 | 675460.0433 | 668834.1067 | 667188.3826 | 668139.1058 | 665109.0728 | 665923.4012 | 668145.3182 | 669691.4617 | 666217.6548 | 663209.6879 | 661667.2422 | 657811.7096
| History | 2005: 953770.6502; 2006: 908219.7187; 2007: 945333.4052; 2008: 950399.6177; 2009: 898184.2936; 2010: 934254.7152; 2011: 844192.8497; 2012: 758443.27; 2013: 741730.3174; 2014: 731601.9619; 2015: 724669.2304
| High Electrification | 2015: 724669.2304; 2020: 747562.1683; 2025: 658513.7696; 2030: 557595.802; 2035: 407527.2383; 2040: 338758.4186; 2045: 278280.7877; 2050: 202605.0009